## monthly_public_executed_project
Reporting LSE | Program Origination | Origination Year | Project Name | Technology Type | Overall Project Status | City | County | State | Zip Code | Latitude | Longitude | Contract Counterparty | Contract Length (Years) | Expected PCC Classification | Contract Capacity | Expected Annual Generation | RAM Auction Round | AL / Application Filing Date | Resolution / Decision Meeting Date | Amendment Date - Advice Letter | Amendment Date - Resolution | Termination Date
Pacific Gas and Electric (PG) | QF Standard Contract | 1983 | Charcoal Ravine | Small hydro | Online | Sierra City | Sierra | CA | 96125 | 39.5636 | -120.7011 | Charcoal Ravine | 999 | Category 0 | 0.075 | 0.02
Southern California Edison (SC) | QF Standard Contract | 1984 | Elmore Company | Geothermal | Expired | Niland | Imperial | CA | 92257 | 33.1777 | -115.6032 | Elmore Company | 30 | Category 0 | 38 | 312.9
Southern California Edison (SC) | QF Standard Contract | 1985 | Windland Inc. (Boxcar II) | Wind | Expired | Mojave | Kern | CA | 93501 | 35.0958 | -118.3208 | Windland | 30 | Category 0 | 8 | 19.91
Pacific Gas and Electric (PG) | QF Standard Contract | 1985 | Shamrock Utilities (Cedar Flat) | Small hydro | Expired | BURNT RANCH | Trinity | CA | 95527 | 40.7896 | -123.4413 | Shamrock Utilities (Cedar Flat) | 30 | Category 0 | 0.3 | 1.154
Pacific Gas and Electric (PG) | QF Standard Contract | 1984 | Altamont Power (6-4) | Wind | Expired | Tracy | Alameda | CA | 95391 | 37.7484 | -121.6276 | Altamont Power LLC (6-4) | 30 | Category 0 | 19 | 28.122
Pacific Gas and Electric (PG) | QF Standard Contract | 1985 | Green Ridge Power LLC (5.9 MW) | Wind | Expired | Tracy | Alameda | CA | 95377 | 37.7309 | -121.5894 | Green Ridge Power LLC | 30 | Category 0 | 5.9 | 11.209
Southern California Edison (SC) | QF Standard Contract | 1985 | Terra-Gen 251 Wind, LLC (Monolith XI) | Wind | Expired | Tehachapi | Kern | CA | 93561 | 35.0875 | -118.35 | Terra-Gen 251 Wind, LLC (Monolith XI) | 30 | Category 0 | 4.99 | 8.21
Southern California Edison (SC) | QF Standard Contract | 1985 | Dutch Wind, LLC | Wind | Expired | Palm Springs | Riverside | CA | 92262 | 33.8932 | -116.5605 | Dutch Wind, LLC | 30 | Category 0 | 8 | 20.55
Southern California Edison (SC) | PPA - Solicitation | 2005 | Alta Windpower XI | Wind | Online | Mojave | Kern | CA | 93501 | 35.103 | -118.2275 | Alta Wind XI, LLC | 23 | Category 1 | 90 | 416.28 |  | 2011-12-29 | 2008-05-15
Pacific Gas and Electric (PG) | QF Standard Contract | 1985 | Humboldt Bay MWD | Small hydro | Terminated | Ruth | Trinity | CA | 95526 | 40.3698 | -123.4346 | Humboldt Bay Mwd | 999 | Category 0 | 2 | 5.52 | [5 empty] | 2017-05-14
Southern California Edison (SC) | QF Standard Contract | 1995 | Sunray Energy, Inc. | Solar Thermal - No Storage | Online | Dagget | San Bernardino | CA | 92327 | 34.8638 | -116.8253 | Carlyle Group | 30 | Category 0 | 13.8 | 6.685
Southern California Edison (SC) | QF Standard Contract | 1982 | Desert Power Company | Small hydro | Online | Bishop | Mono | CA | 93514 | 37.662 | -118.3947 | Henwood | 45 | Category 0 | 0.948 | 1.57
Southern California Edison (SC) | QF Standard Contract | 1985 | Camrosa County Water District | Small hydro | Online | Camarillo | Ventura | CA | 93010 | 34.2308 | -119.052 | Camrosa County Water District | 999 | Category 0 | 0.15
Southern California Edison (SC) | PSA - Solicitation | 2022 | Various | Biomass | Online | Various | Various | CA | Vario | Various | Various | San Diego Community Power | 2 | Category 1 |  | 148.522
Pacific Gas and Electric (PG) | FIT - 1969 | 2009 | Combie North | Small hydro | Online | Grass Valley | Nevada | CA | 95945 | 39.0121 | -121.058 | Nevada Irrigation District | 15 | Category 0 | 0.5 | 1.316
Pacific Gas and Electric (PG) | QF CHP | 2015 | Indian Valley Hydro (PURPA) | Small hydro | Expired | Clearlake Oaks | Lake | CA | 95423 | 39.142 | -122.892 | Yolo County Flood & WCD |  | Category 1 | 3 | 13.1188
Southern California Edison (SC) | QF Standard Contract | 1984 | NAWP Inc. (East Winds Proj) | Wind | Expired | Palm Springs | Riverside | CA | 92262 | 33.8914 | -116.5477 | Yavi Energy | 30 | Category 0 | 4.165 | 8.06
Pacific Gas and Electric (PG) | FIT - 1969 | 2009 | SGE Site 1 | Small hydro | Online | Grass Valley | Nevada | CA | 95949 | 39.0528 | -121.146 | Four Dog Energy, LLC | 20 | Category 0 | 0.0375 | 0.166
Pacific Gas and Electric (PG) | Renewable Auction Mechanism (RAM) | 2013 | CED Lost Hills Solar | Solar PV - Ground mount | In Development | Lost Hills | Kern | CA | 93249 | 35.6041 | -119.8498 | CED Lost Hills Solar, LLC | 20 |  | 20 | 48.16
San Diego Gas & Electric (SD) | PPA - Solicitation | 2002 | City of San Diego (Point Loma) | Hybrid | Expired | San Diego | San Diego | CA | 92106 | 32.6786 | -117.247 | City of San Diego | 5 | Category 0 | 4.836 | 22 |  | 2007-03-01 | 2007-05-24
Southern California Edison (SC) | QF Standard Contract | 1985 | Section 16-29 Trust (Altech III) | Wind | Online | Palm Springs | Riverside | CA | 92262 | 33.8917 | -116.5917 | AES Wind | 30 | Category 0 | 32.874 | 76.95
Southern California Edison (SC) | QF Standard Contract | 1985 | Daniel M. Bates | Small hydro | Expired | California Hot Springs | Tulare | CA | 93207 | 35.8742 | -118.7014 | Daniel M. Bates | 30 | Category 0 | 0.35 | 1.17
Pacific Gas and Electric (PG) | FIT - 1969 | 2011 | Scherz | Solar PV - Ground mount | Online | Creston | San Luis Obispo | CA | 93432 | 35.4815 | -120.5066 | Scherz Renewables Projectco LLC | 20 | Category 1 | 0.5 | 0.7
Pacific Gas and Electric (PG) | QF Standard Contract | 1984 | Mill & Sulphur Creek | Small hydro | Expired | Bridgeville | Humboldt | CA | 95526 | 40.4913 | -123.5937 | Mill & Sulphur Creek Power Plant LP | 25 | Category 0 | 0.995 | 1.85
Southern California Edison (SC) | QF Standard Contract | 1986 | Bank of New York Mellon Trust Company, N.A. | Wind | Expired | Palm Springs | Riverside | CA | 92262 | 33.9121 | -116.5607 | Wintec Energy, Ltd | 30 | Category 0 | 5.93 | 17.7697
Southern California Edison (SC) | QF Standard Contract | 1985 | Wind Stream Operations, LLC (Northwind) | Wind | Expired | Tehachapi | Kern | CA | 93561 | 35.0708 | -118.3792 | AES Wind | 30 | Category 0 | 6.445 | 8.65
Southern California Edison (SC) | QF Standard Contract | 1985 | Alta Mesa Pwr Purch Contract Trust | Wind | Expired | White Water | Riverside | CA | 92282 | 33.9417 | -116.6583 | Alta Mesa Pwr Purch Contract Trust | 30 | Category 0 | 27 | 62.9
Southern California Edison (SC) | QF Standard Contract | 1983 | Heber Geothermal Company | Geothermal | Online | Heber | Imperial | CA | 92249 | 32.7149 | -115.5178 | Heber Geothermal Company | 30 | Category 0 | 52 | 297.7
Southern California Edison (SC) | QF Standard Contract | 1984 | LA CO Flood Control District | Small hydro | Expired | Azusa | Los Angeles | CA | 91702 | 34.2002 | -117.8592 | LA CO Flood Control District | 30 | Category 0 | 4.975 | 16.51
Southern California Edison (SC) | QF Standard Contract | 1984 | Del Ranch Company (Niland #2) | Geothermal | Expired | Niland | Imperial | CA | 92257 | 33.1649 | -115.6156 | Del Ranch Company (Niland #2) | 30 | Category 0 | 38 | 308.98
Southern California Edison (SC) | QF Standard Contract | 1984 | Royal Farms | Biomass | Terminated | Tulare | Tulare | CA | 93274 | 36.156 | -119.2595 | Royal Farms | 999 | Category 0 | 0.075 | 0.11 | [5 empty] | 2018-01-08
Pacific Gas and Electric (PG) | QF Standard Contract | 1985 | Mega Hydro #1 (Clover Creek) | Small hydro | Expired | OAK RUN | Shasta | CA | 96069 | 40.6901 | -122.0173 | Mega Hydro | 30 | Category 0 | 1 | 3.859
Pacific Gas and Electric (PG) | QF Standard Contract | 1981 | Swiss America | Small hydro | Online | Auburn | Placer | CA | 95603 | 38.9083 | -121.0906 | Swiss America | 999 | Category 0 | 0.1 | 0.29
Pacific Gas and Electric (PG) | QF Standard Contract | 1985 | Snow Mountain Hydro (Burney Creek) | Small hydro | Expired | Burney | Shasta | CA | 96013 | 40.8581 | -121.7225 | Snow Mountain Hydro | 30 | Category 0 | 3 | 5.56
Pacific Gas and Electric (PG) | PPA - Bilateral | 2007 | Klondike IIIA | Wind | Expired | Wasco | Sherman | OR | 97065 | 45.5839 | -120.6028 | Klondike Wind Power III LLC | 10 | Category 0 | 90 | 263.26 |  | 2008-08-21 | 2008-12-19
Pacific Gas and Electric (PG) | FIT - 1969 | 2009 | Castelanelli Bros. Biogas | Digester gas | Expired | Lodi | San Joaquin | CA | 95242 | 38.0866 | -121.32 | Castelanelli Bros | 10 | Category 0 | 0.3 | 1.3
Southern California Edison (SC) | FIT - ReMAT | 2017 | Green Beanworks B LLC | Solar PV - Ground mount | Online | Lancaster | Los Angeles | CA | 93535 | 34.688 | -117.99 | Green Beanworks B, LLC | 20 | Category 1 | 3 | 8.257
Southern California Edison (SC) | FIT - ReMAT | 2016 | Green Beanworks C, LLC | Solar PV - Ground mount | Online | Palmdale | Los Angeles | CA | 93591 | 34.597 | -117.932 | Green Beanworks C, LLC | 20 | Category 1 | 3 | 8.9
Southern California Edison (SC) | Renewable Standard Contract (RSC) | 2016 | Antelope DSR 3, LLC | Solar PV - Ground mount | Online | Lancaster | Los Angeles | CA | 93536 | 34.74 | -118.302 | Antelope DSR 3, LLC | 20 | Category 1 | 20 | 56 |  | 2016-11-02
Southern California Edison (SC) | FIT - ReMAT | 2016 | Green Beanworks D LLC | Solar PV - Ground mount | Online | Lancaster | Los Angeles | CA | 93536 | 34.655 | -118.082 | Green Beanworks D, LLC | 20 | Category 1 | 3 | 8.9
Southern California Edison (SC) | FIT - 1969 | 2011 | Powhatan Solar Power Generation Station 1, LLC | Solar PV - Ground mount | Online | Apple Valley | San Bernardino | CA | 92307 | 34.4968 | -117.145 | Powhatan Solar Power Generation Station 1 LLC | 20 | Category 1 | 1.496 | 4.42
Southern California Edison (SC) | FIT - 1969 | 2011 | Otoe Solar Power Generation Station 1, LLC | Solar PV - Ground mount | Online | Apple Valley | San Bernardino | CA | 92307 | 34.5446 | -117.1923 | Otoe Solar Power Generation Station 1 LLC | 20 | Category 1 | 1.496 | 3.58
Southern California Edison (SC) | FIT - 1969 | 2011 | Navajo Solar Power Generation Station 1, LLC | Solar PV - Ground mount | Online | Apple Valley | San Bernardino | CA | 92307 | 34.5497 | -117.1921 | Navajo Solar Power Generation Station 1 LLC | 20 | Category 1 | 1.496 | 4.44
Southern California Edison (SC) | Renewable Standard Contract (RSC) | 2010 | Lancaster Dry Farm Ranch B, LLC | Solar PV - Ground mount | Online | Lancaster | Los Angeles | CA | 93536 | 34.7159 | -118.2917 | Lancaster Dry Farm Ranch B, LLC | 20 | Category 1 | 5 | 13 |  | 2011-01-31 | 2011-12-15
Southern California Edison (SC) | Renewable Standard Contract (RSC) | 2010 | Victor Dry Farm Ranch A, LLC | Solar PV - Ground mount | Online | Victorville | San Bernardino | CA | 92371 | 34.4974 | -117.471 | Victor Dry Farm Ranch A, LLC | 20 | Category 1 | 5 | 10.29 |  | 2011-01-31 | 2011-12-15
Southern California Edison (SC) | Renewable Standard Contract (RSC) | 2010 | Victor Dry Farm Ranch B, LLC | Solar PV - Ground mount | Online | Victorville | San Bernardino | CA | 92371 | 34.4974 | -117.471 | Victor Dry Farm Ranch B, LLC | 20 | Category 1 | 5 | 10.29 |  | 2011-01-31 | 2011-12-15
Southern California Edison (SC) | Renewable Standard Contract (RSC) | 2010 | Central Antelope Dry Ranch C, LLC (A&R) | Solar PV - Ground mount | Online | Lancaster | Los Angeles | CA | 91007 | 34.6973 | -118.298 | Central Antelope Dry Ranch C, LLC | 20 | Category 1 | 20 | 41.23 |  | 2012-09-04 | 2013-12-19 | 2012-09-05 | 2014-02-20
Southern California Edison (SC) | Renewable Standard Contract (RSC) | 2010 | North Lancaster Ranch, LLC (A&R) | Solar PV - Ground mount | Online | Lancaster | Los Angeles | CA | 93536 | 34.8091 | -118.3154 | North Lancaster Ranch, LLC | 20 | Category 1 | 20 | 41.23 |  | 2012-09-04 | 2013-12-19 | 2012-09-05 | 2014-02-20
Southern California Edison (SC) | Renewable Standard Contract (RSC) | 2010 | Sierra Solar Greenworks, LLC (A&R) | Solar PV - Ground mount | Online | Lancaster | Los Angeles | CA | 93534 | 34.7551 | -118.1598 | Sierra Solar Greenworks, LLC | 20 | Category 1 | 20 | 41.23 |  | 2012-09-04 | 2013-12-19 | 2012-09-05 | 2014-02-20
Southern California Edison (SC) | Renewable Standard Contract (RSC) | 2010 | American Solar Greenworks, LLC (A&R) | Solar PV - Ground mount | Online | Lancaster | Los Angeles | CA | 93536 | 34.7312 | -118.258 | American Solar Greenworks, LLC | 20 | Category 1 | 6.5 | 30.92 |  | 2012-09-04 | 2013-12-19 | 2012-09-05 | 2014-02-20
Southern California Edison (SC) | Renewable Auction Mechanism (RAM) | 2012 | Expressway Solar A | Solar PV - Ground mount | Online | Victorville | San Bernardino | CA | 92394 | 34.5834 | -117.3446 | Expressway Solar A LLC | 20 | Category 1 | 2 | 5.11 | RAM 1 | 2012-03-29 | 2012-05-02
Southern California Edison (SC) | Renewable Auction Mechanism (RAM) | 2012 | Expressway Solar B | Solar PV - Ground mount | Online | Victorville | San Bernardino | CA | 92394 | 34.5834 | -117.3446 | Expressway Solar B LLC | 20 | Category 1 | 2 | 5.11 | RAM 1 | 2012-03-29 | 2012-05-02
Southern California Edison (SC) | FIT - 1969 | 2011 | Industry Solar Power Generation Station 1, LLC | Solar PV - Ground mount | Online | Adelanto | San Bernardino | CA | 92301 | 34.5524 | -117.4568 | Industry Solar Power Generation Station 1 LLC | 20 | Category 1 | 1.496 | 4.39
Southern California Edison (SC) | FIT - 1969 | 2012 | Summer Solar C2, LLC | Solar PV - Ground mount | Online | Lancaster | Los Angeles | CA | 93536 | 34.7225 | -118.2898 | Summer Solar C2, LLC | 20 | Category 1 | 1.5 | 3.87
Southern California Edison (SC) | FIT - 1969 | 2012 | Summer Solar D2, LLC | Solar PV - Ground mount | Online | Lancaster | Los Angeles | CA | 93536 | 34.7225 | -118.2898 | Summer Solar D2, LLC | 20 | Category 1 | 1 | 2.31
Southern California Edison (SC) | FIT - 1969 | 2012 | Summer Solar A2, LLC | Solar PV - Ground mount | Online | Lancaster | Los Angeles | CA | 93536 | 34.7221 | -118.2898 | Summer Solar A2, LLC | 20 | Category 1 | 1.5 | 3.87
Southern California Edison (SC) | FIT - 1969 | 2012 | Summer Solar B2, LLC | Solar PV - Ground mount | Online | Lancaster | Los Angeles | CA | 93536 | 34.7221 | -118.2898 | Summer Solar B2, LLC | 20 | Category 1 | 1.5 | 3.87
Southern California Edison (SC) | FIT - 1969 | 2012 | Rodeo Solar C2, LLC | Solar PV - Ground mount | Online | Lancaster | Los Angeles | CA | 93536 | 34.7122 | -118.2897 | Rodeo Solar C2, LLC | 20 | Category 1 | 1.5 | 3.97
Southern California Edison (SC) | FIT - 1969 | 2012 | Rodeo Solar D2, LLC | Solar PV - Ground mount | Online | Lancaster | Los Angeles | CA | 93536 | 34.7122 | -118.2897 | Rodeo Solar D2, LLC | 20 | Category 1 | 1.5 | 3.97
Southern California Edison (SC) | FIT - 1969 | 2012 | Expressway Solar C2, LLC | Solar PV - Ground mount | Online | Victorville | San Bernardino | CA | 92394 | 34.5827 | -117.3446 | Expressway Solar C2, LLC | 20 | Category 1 | 1.5 | 3.97
Southern California Edison (SC) | FIT - ReMAT | 2014 | FTS Master Tenant 2, LLC (SEPV18) | Solar PV - Ground mount | Online | Palmdale | Los Angeles | CA | 93501 | 34.6123 | -117.9351 | FTS Master Tenant 2, LLC | 20 | Category 1 | 2 | 6.4672 | RAM 5
Southern California Edison (SC) | FIT - 1969 | 2012 | Victor Mesa Linda B2 LLC | Solar PV - Ground mount | Online | Victorville | San Bernardino | CA | 92392 | 34.503 | -117.3856 | sPower | 20 | Category 1 | 1.5 | 3.97 |  | 2013-03-26 | 2013-06-27
Southern California Edison (SC) | FIT - 1969 | 2012 | Victor Mesa Linda C2 LLC | Solar PV - Ground mount | Online | Victorville | San Bernardino | CA | 92392 | 34.5029 | -117.3856 | sPower | 20 | Category 1 | 1.5 | 3.97 |  | 2013-03-26 | 2013-06-27
Southern California Edison (SC) | FIT - 1969 | 2012 | Victor Mesa Linda D2 LLC | Solar PV - Ground mount | Online | Victorville | San Bernardino | CA | 92392 | 34.5028 | -117.3856 | sPower | 20 | Category 1 | 1.5 | 3.97 |  | 2013-03-26 | 2013-06-27
Southern California Edison (SC) | FIT - 1969 | 2012 | Victor Mesa Linda E2 LLC | Solar PV - Ground mount | Online | Victorville | San Bernardino | CA | 92392 | 34.5027 | -117.3855 | sPower | 20 | Category 1 | 1.5 | 3.97 |  | 2013-03-26 | 2013-06-27
Southern California Edison (SC) | Renewable Auction Mechanism (RAM) | 2013 | SEPV Palmdale East, LLC | Solar PV - Ground mount | Online | Palmdale | Los Angeles | CA | 93591 | 34.6167 | -117.934 | SEPV Palmdale East LLC | 20 | Category 1 | 10 | 27 | RAM 3 | 2013-05-01 | 2013-06-03
Southern California Edison (SC) | FIT - ReMAT | 2015 | Lancaster WAD B, LLC | Solar PV - Ground mount | Online | Lancaster | Los Angeles | CA | 93535 | 34.7767 | -118.1935 | Lancaster WAD B | 20 | Category 1 | 3 | 8.98
Southern California Edison (SC) | Renewable Auction Mechanism (RAM) | 2013 | Citizen Solar B, LLC | Solar PV - Ground mount | Online | Mendota | Fresno | CA | 93640 | 36.7536 | -120.3816 | Citizen Solar B LLC | 20 | Category 1 | 5 | 11 | RAM 3 | 2014-11-06 | 2015-01-21
Southern California Edison (SC) | Renewable Auction Mechanism (RAM) | 2013 | 67RK 8ME, LLC | Solar PV - Ground mount | Online | Edison | Kern | CA | 93307 | 35.3221 | -118.8113 | 67RK 8ME LLC | 20 | Category 1 | 16.66 | 47.89 | RAM 3 | 2013-05-01 | 2013-06-03
Southern California Edison (SC) | FIT - ReMAT | 2015 | Central Antelope Dry Ranch B, LLC | Solar PV - Ground mount | Online | Lancaster | Los Angeles | CA | 93536 | 34.704 | -118.3025 | Central Antelope Dry Ranch B, LLC | 20 | Category 1 | 3 | 8.063
Southern California Edison (SC) | Renewable Auction Mechanism (RAM) | 2013 | Lancaster Little Rock C LLC | Solar PV - Ground mount | Online | Palmdale | Los Angeles | CA | 93591 | 34.6022 | -117.9341 | Lancaster Little Rock C LLC | 20 | Category 1 | 5 | 11 | RAM 4 | 2013-11-21 | 2013-11-30
Southern California Edison (SC) | Renewable Auction Mechanism (RAM) | 2013 | SEPV Mojave West, LLC | Solar PV - Ground mount | Online | Mojave | Kern | CA | 93501 | 35.0203 | -118.2789 | SEPV Mojave West, LLC | 20 | Category 1 | 20 | 59.25 | RAM 4 | 2013-11-21 | 2013-11-30
Southern California Edison (SC) | Renewable Auction Mechanism (RAM) | 2013 | Adera Solar | Solar PV - Ground mount | Online | Chowchilla | Madera | CA | 93610 | 37.12 | -120.311 | Adera Solar, LLC | 20 | Category 1 | 20 | 43.99 | RAM 4 | 2013-11-21 | 2013-11-30
Southern California Edison (SC) | PPA - Solicitation | 2003 | Mountain View Power Partners IV, LLC | Wind | Online | Palm Springs | Riverside | CA | 92258 | 33.9356 | -116.5397 | Mountain View Power Partners IV, LLC | 20 | Category 0 | 49 | 165 |  | 2010-09-20 | 2010-12-02
Southern California Edison (SC) | FIT - 1969 | 2011 | Temescal Canyon | Solar PV - Rooftop | Online | Corona | Riverside | CA | 92277 | 34.1707 | -116.0703 | Temescal Canyon RV, LLC | 20 | Category 1 | 1.4993 | 1.5
Southern California Edison (SC) | PV PPA Programs | 2010 | SS San Antonio West LLC (Chino South Building E) | Solar PV - Rooftop | Online | Chino | San Bernardino | CA | 92252 | 34.1185 | -116.3557 | SS San Antonio West, LLC | 20 | Category 1 | 1.5 | 3 |  | 2010-09-24 | 2010-10-25
Southern California Edison (SC) | PV PPA Programs | 2010 | North Palm Springs #1A | Solar PV - Ground mount | Online | Palm Springs | Riverside | CA | 93257 | 36.0989 | -119.037 | North Palm Springs Investments, LLC | 20 | Category 1 | 2.3521 | 5.29 |  | 2010-09-24 | 2010-10-25
Southern California Edison (SC) | PV PPA Programs | 2010 | North Palm Springs #4A | Solar PV - Ground mount | Online | Palm Springs | Riverside | CA | 92240 | 33.9184 | -116.5539 | North Palm Springs Investments, LLC | 20 | Category 1 | 4.12 | 9.4 |  | 2010-09-24 | 2010-10-25
Southern California Edison (SC) | Renewable Standard Contract (RSC) | 2010 | Garnet Solar Power Generation Station, 1 LLC | Solar PV - Ground mount | Online | North Palm Springs | Riverside | CA | 92262 | 33.8882 | -116.5423 | Garnet Solar Power Generation Station, 1 LLC | 20 | Category 1 | 4 | 9.41 |  | 2011-01-31 | 2011-12-15
Southern California Edison (SC) | FIT - 1969 | 2012 | Kettering 1 (f/k/a Ever CT Solar Farm, LLC - Site 1A) | Solar PV - Ground mount | Online | Lancaster | Los Angeles | CA | 93534 | 34.7022 | -118.1255 | Kettering 1 | 20 | Category 1 | 1 | 2 |  | 2013-03-26 | 2013-06-27
Southern California Edison (SC) | FIT - 1969 | 2012 | Kettering 2 (f/k/a Ever CT Solar Farm, LLC - Site 1B) | Solar PV - Ground mount | Online | Lancaster | Los Angeles | CA | 93534 | 34.7004 | -118.1255 | Kettering 2 | 20 | Category 1 | 1 | 2 |  | 2013-03-26 | 2013-06-27
Southern California Edison (SC) | PPA - Solicitation | 2007 | S. Hurlburt Wind, LLC | Wind | Online | Arlington | Gilliam | OR | 97812 | 45.7188 | -120.115 | South Hurlburt, LLC (Shepherds Flat) | 20 | Category 0 | 290 | 720 |  | 2008-10-10 | 2009-09-24
Southern California Edison (SC) | FIT - 1969 | 2012 | Division 1 (f/k/a Ever CT Solar Farm, LLC - Site 2A) | Solar PV - Ground mount | Online | Lancaster | Los Angeles | CA | 93534 | 34.7072 | -118.1292 | Division 1 | 20 | Category 1 | 1.5 | 3.06 |  | 2013-03-26 | 2013-06-27
Southern California Edison (SC) | FIT - 1969 | 2012 | Division 2 (f/k/a Ever CT Solar Farm, LLC - Site 2B) | Solar PV - Ground mount | Online | Lancaster | Los Angeles | CA | 93534 | 34.7072 | -118.1292 | Division 2 | 20 | Category 1 | 1 | 2.04 |  | 2013-03-26 | 2013-06-27
Southern California Edison (SC) | FIT - 1969 | 2012 | Division 3 (f/k/a Ever CT Solar Farm, LLC - Site 2C) | Solar PV - Ground mount | Online | Lancaster | Los Angeles | CA | 93534 | 34.7072 | -118.1292 | Division 3 | 20 | Category 1 | 1 | 2.04 |  | 2013-03-26 | 2013-06-27
Southern California Edison (SC) | FIT - ReMAT | 2014 | US Topco Energy, Inc. (Soccer Center) | Solar PV - Ground mount | Online | Lancaster | Los Angeles | CA | 93535 | 34.6622 | -118.0867 | Mound Solar Partnership XI, LLC | 20 | Category 1 | 3 | 7.07
Southern California Edison (SC) | PV PPA Programs | 2013 | Lancaster Solar 1 | Solar PV - Ground mount | Online | Lancaster | Los Angeles | CA | 93535 | 34.7472 | -117.9721 | Mound Solar Partnership XI, LLC | 20 | Category 1 | 3.75 | 10.41 |  | 2014-03-18 | 2014-05-12
Southern California Edison (SC) | MTR-RFO | 2023 | CAPE GENERATING STATION 3 LLC | Geothermal | In Development | Milford | Millard & Beaver | UT | 84751 | 38.511 | -112.908 | CAPE 3 | 15 | Category 1 | 70 | 469.76 |  | 2024-01-01
Southern California Edison (SC) | QF Standard Contract | 1987 | San Bernardino MWD (Unit 3) | Small hydro | Online | San Bernardino | San Bernardino | CA | 92402 | 34.2212 | -117.4037 | San B. MWD | 999 | Category 0 | 0.075
Southern California Edison (SC) | PPA - Solicitation | 2015 | Maverick Solar, LLC | Solar PV - Ground mount | Online | Desert Center | Riverside | CA | 92239 | 33.699 | -115.218 | Maverick Solar, LLC | 15 | Category 1 | 124.968 | 416
Southern California Edison (SC) | Renewable Auction Mechanism (RAM) | 2012 | RE Adams East | Solar PV - Ground mount | Online | Tranquillity | Fresno | CA | 93640 | 36.6114 | -120.3844 | RE Adams East LLC | 20 | Category 1 | 19 | 47.39 | RAM 2 | 2012-10-01 | 2012-11-04
Southern California Edison (SC) | FIT - ReMAT | 2016 | AVS Phase 2 | Solar PV - Ground mount | Online | Lancaster | Los Angeles | CA | 93535 | 34.745 | -117.9739 | AVS Phase 2, LLC | 20 | Category 1 | 3 | 7.685
Southern California Edison (SC) | Renewable Auction Mechanism (RAM) | 2013 | Catalina Solar 2, LLC | Solar PV - Ground mount | Online | Rosamond | Kern | CA | 93560 | 34.927 | -118.3599 | Catalina Solar 2, LLC | 20 | Category 1 | 17.986 | 55.69 | RAM 3 | 2013-05-01 | 2013-06-03
Southern California Edison (SC) | PPA - Solicitation | 2014 | Valentine Solar, LLC | Solar PV - Ground mount | Online | Rosamond | Kern | CA | 93560 | 34.906 | -118.384 | Valentine Solar, LLC | 15 | Category 1 | 111.2 | 328 |  | 2016-03-18 | 2016-07-14 | 2016-03-21 | 2016-07-14
Southern California Edison (SC) | Renewable Auction Mechanism (RAM) | 2015 | Sonoma County Landfill LFGTE Project | Landfill gas | Online | Petaluma | Sonoma | CA | 94952 | 38.302 | -122.748 | REPUBLIC SERVICES OF SONOMA COUNTY ENERGY PRODUCERS, INC. | 10 | Category 1 | 5 | 35 | RAM 6 | 2016-02-02 | 2016-04-05
Southern California Edison (SC) | BioRAM (Bio Energy/Mass) | 2016 | Pacific Ultrapower Chinese Station | Biomass | Online | Jamestown | Tuolumne | CA | 95327 | 37.8744 | -120.4773 | Pacific Ultrapower Chinese Station | 10 | Category 1 | 18 | 129
Southern California Edison (SC) | BioRAM (Bio Energy/Mass) | 2016 | Rio Bravo Rocklin | Biomass | Online | Lincoln | Placer | CA | 95648 | 38.8326 | -121.1118 | Rio Bravo Rocklin | 10 | Category 1 | 24.4 | 182
Southern California Edison (SC) | PPA - Solicitation | 2015 | TKO Power Inc. (South Bear Creek) | Small hydro | Online | Shingletown | Shasta | CA | 96088 | 40.5345 | -121.9592 | TKO Power Inc. | 15 | Category 1 | 2.834 | 9.728 |  | 2015-09-22 | 2015-12-03
Southern California Edison (SC) | PPA - Solicitation | 2018 | Phelan Solar LLC | Solar PV - Ground mount | Online | El Mirage | San Bernardino | CA | 92301 | 34.3412 | -117.3433 | Phelan Solar LLC | 20 | Category 1 | 3 | 9.02 |  | 2018-10-23 | 2018-11-22
Southern California Edison (SC) | PPA - Solicitation | 2008 | Desert Sunlight 250, LLC | Solar PV - Ground mount | Online | Desert Center | Riverside | CA | 92277 | 34.4153 | -115.23 | Desert Sunlight, LLC | 20 | Category 0 | 250 | 571 |  | 2009-10-16 | 2010-09-02
Southern California Edison (SC) | PPA - Bilateral | 2009 | Silver State Solar Power, LLC | Solar PV - Ground mount | Online | Primm | Clark | NV | 92364 | 35.3715 | -115.1957 | Silver State Solar Power South, LLC | 20 | Category 1 | 250 | 613.2 |  | 2011-05-06 | 2012-02-01
Southern California Edison (SC) | PPA - Bilateral | 2011 | McCoy Solar, LLC | Solar PV - Ground mount | Online | Blythe | Riverside | CA | 92225 | 33.7031 | -114.7649 | McCoy Solar, LLC | 20 | Category 1 | 250 | 680 |  | 2011-11-28 | 2012-06-07
Southern California Edison (SC) | FIT - 1969 | 2013 | Venable #1 North | Solar PV - Ground mount | Online | Blythe | Riverside | CA | 92225 | 33.5981 | -114.5716 | Venable Solar, LLC | 20 | Category 1 | 1.5 | 3.41 |  | 2013-03-26 | 2013-06-27
Southern California Edison (SC) | FIT - 1969 | 2013 | Venable #2 South | Solar PV - Ground mount | Online | Blythe | Riverside | CA | 92225 | 33.5981 | -114.5716 | Venable Solar, LLC | 20 | Category 1 | 1.5 | 3.41 |  | 2013-03-26 | 2013-06-27
Southern California Edison (SC) | Renewable Auction Mechanism (RAM) | 2013 | Adelanto Solar, LLC | Solar PV - Ground mount | Online | Adelanto | San Bernardino | CA | 92301 | 34.5574 | -117.3829 | Adelanto Solar, LLC | 20 | Category 1 | 20 | 61.84 | RAM 3 | 2013-05-01 | 2013-05-31
Southern California Edison (SC) | PPA - Solicitation | 2007 | Horseshoe Bend Wind, LLC | Wind | Online | Arlington | Gilliam | OR | 97843 | 45.6131 | -120.0111 | Horseshoe Bend Wind, LLC(Shepherds Flat) | 20 | Category 0 | 290 | 720 |  | 2008-10-10 | 2009-09-24
Southern California Edison (SC) | PV PPA Programs | 2013 | Adelanto Solar 2 | Solar PV - Ground mount | Online | Adelanto | San Bernardino | CA | 92301 | 34.5574 | -117.3829 | Adelanto Solar II, LLC | 20 | Category 1 | 7 | 19.86 |  | 2014-03-18 | 2014-05-12
Southern California Edison (SC) | PPA - Solicitation | 2013 | 41MB 8ME LLC | Solar PV - Ground mount | Online | Madera | Madera | CA | 93636 | 36.9413 | -119.9607 | 41MB 8ME LLC | 20 | Category 1 | 51.3 | 130.6991 |  | 2014-10-28 | 2015-03-13
Southern California Edison (SC) | PPA - Solicitation | 2015 | Blythe Solar II, LLC | Solar PV - Ground mount | Online | Blythe | Riverside | CA | 92225 | 33.679 | -114.7317 | NextEra (FP&L) | 20 | Category 1 | 131.2 | 385.128
Southern California Edison (SC) | PPA - Solicitation | 2015 | Blythe Solar III, LLC | Solar PV - Ground mount | Online | Blythe | Riverside | CA | 92225 | 33.66 | -114.735 | NextEra (FP&L) | 20 | Category 1 | 136.8 | 385
Southern California Edison (SC) | FIT - ReMAT | 2017 | DG West 2021, LLC | Solar PV - Ground mount | Online | California City | Kern | CA | 93505 | 35.1414 | -117.9657 | CalCity Solar I, LLC | 20 | Category 1 | 2.99 | 8.58
Southern California Edison (SC) | PPA - Solicitation | 2008 | Goshen Phase II, LLC | Wind | Online | Idaho Falls | Bonneville | ID | 83427 | 43.4431 | -111.8395 | Goshen Phase II, LLC. | 20 | Category 0 | 124.5 | 338 |  | 2009-05-08 | 2009-10-15
Southern California Edison (SC) | QF Standard Contract | 1983 | San Bernardino MWD | Small hydro | Online | San Bernardino | San Bernardino | CA | 92407 | 34.209 | -117.3878 | San B. MWD | 999 | Category 0 | 0.178 | 0.4
Southern California Edison (SC) | QF Standard Contract | 1985 | United Water Conservation District | Small hydro | Online | Piru | Ventura | CA | 93040 | 34.4791 | -118.7708 | United Water Conservation District | 999 | Category 0 | 0.935
Southern California Edison (SC) | QF Standard Contract | 2022 | Gettysburg Solar Farm, LLC | Solar PV - Ground mount | In Development | Rosamond | Kern | CA | 93560 | 34.86 | -118.264 | Gettysburg Solar Farm, LLC | 12 | Category 1 | 20 | 63.87
Southern California Edison (SC) | Renewable Standard Contract (RSC) | 2016 | Windhub Solar A Solar Project | Solar PV - Ground mount | Online | Mojave | Kern | CA | 93501 | 35.023 | -118.291 | Windhub Solar A, LLC | 15 | Category 1 | 20 | 51
Southern California Edison (SC) | Renewable Auction Mechanism (RAM) | 2012 | Highlander Solar 1 (f/k/a SEPV8) | Solar PV - Ground mount | Online | Twentynine Palms | San Bernardino | CA | 92359 | 34.1017 | -116.989 | Highlander Solar 1 LLC | 20 | Category 1 | 12 | 33.06 | RAM 1 | 2012-03-29 | 2012-05-02
Southern California Edison (SC) | PPA - Solicitation | 2005 | Alta Windpower II | Wind | Online | Mojave | Kern | CA | 93501 | 35.013 | -118.3089 | Alta Wind II, LLC | 25 | Category 0 | 150 | 473.04 |  | 2007-07-06 | 2008-05-15
Southern California Edison (SC) | Renewable Auction Mechanism (RAM) | 2012 | Highlander Solar 2 (f/k/a SEPV9) | Solar PV - Ground mount | Online | Twentynine Palms | San Bernardino | CA | 92256 | 34.1123 | -116.5294 | Highlander Solar 2 LLC | 20 | Category 1 | 9 | 24.82 | RAM 1 | 2012-03-29 | 2012-05-02
Southern California Edison (SC) | Renewable Auction Mechanism (RAM) | 2012 | Lone Valley Solar Park I, LLC (f/k/a Agincourt) | Solar PV - Ground mount | Online | Lucerne Valley | San Bernardino | CA | 92356 | 34.3977 | -116.8668 | Lone Valley Solar Park I, LLC | 20 | Category 1 | 10 | 26.52 | RAM 2 | 2012-10-01 | 2012-11-04
Southern California Edison (SC) | Renewable Auction Mechanism (RAM) | 2012 | Lone Valley Solar Park II, LLC (f/k/a Marathon) | Solar PV - Ground mount | Online | Lucerne Valley | San Bernardino | CA | 92356 | 34.4091 | -116.8628 | Lone Valley Solar Park II, LLC | 20 | Category 1 | 20 | 53.9 | RAM 2 | 2012-10-01 | 2012-11-04
Southern California Edison (SC) | Renewable Auction Mechanism (RAM) | 2013 | Pumpjack Solar I, LLC | Solar PV - Ground mount | Online | McKittrick | Kern | CA | 93251 | 35.4161 | -119.6386 | Pumpjack Solar I, LLC | 20 | Category 1 | 20 | 54.43 | RAM 3 | 2013-05-01 | 2013-06-03
Southern California Edison (SC) | Renewable Auction Mechanism (RAM) | 2013 | Wildwood Solar I, LLC | Solar PV - Ground mount | Online | Wasco | Kern | CA | 93280 | 35.6193 | -119.5667 | Wildwood Solar I, LLC | 20 | Category 1 | 20 | 54.17 | RAM 3 | 2013-05-01 | 2013-06-03
Southern California Edison (SC) | PPA - Solicitation | 2015 | North Rosamond Solar, LLC | Solar PV - Ground mount | Online | Rosamond | Kern | CA | 93560 | 34.86 | -118.35 | North Rosamond Solar, LLC | 15 | Category 1 | 151 | 505 |  | 2015-12-23 | 2016-01-16
Southern California Edison (SC) | Renewable Auction Mechanism (RAM) | 2014 | Longboat Solar, LLC | Solar PV - Ground mount | Online | Barstow | San Bernardino | CA | 92311 | 34.9034 | -117.1084 | Longboat Solar, LLC | 20 | Category 1 | 20 | 63.77 | RAM 5 | 2014-11-06 | 2015-02-03
Southern California Edison (SC) | Renewable Auction Mechanism (RAM) | 2014 | Rio Bravo Solar I, LLC | Solar PV - Ground mount | Online | McKittrick | Kern | CA | 93206 | 35.2601 | -119.3633 | Rio Bravo Solar I, LLC | 20 | Category 1 | 20 | 55.7876 | RAM 5 | 2014-11-06 | 2015-02-03
Southern California Edison (SC) | Renewable Auction Mechanism (RAM) | 2014 | Rio Bravo Solar II, LLC | Solar PV - Ground mount | Online | McKittrick | Kern | CA | 93206 | 35.2517 | -119.3746 | Rio Bravo Solar II, LLC | 20 | Category 1 | 20 | 55.7876 | RAM 5 | 2014-11-06 | 2015-02-03
Southern California Edison (SC) | Renewable Auction Mechanism (RAM) | 2014 | Wildwood Solar II, LLC | Solar PV - Ground mount | Online | Wasco | Kern | CA | 93249 | 35.3921 | -119.333 | Wildwood Solar II, LLC | 20 | Category 1 | 15 | 44.2657 | RAM 5 | 2014-11-06 | 2015-02-03
Southern California Edison (SC) | PPA - Solicitation | 2015 | Sun Streams, LLC | Solar PV - Ground mount | Online | Tonopah | Maricopa | AZ | 85354 | 33.358 | -112.835 | EDP Renewables North America LLC | 15 | Category 1 | 160 | 467 |  | 2015-12-23 | 2016-06-09 | 2016-04-08 | 2016-06-09
Southern California Edison (SC) | PPA - Solicitation | 2015 | Sunshine Valley Solar, LLC | Solar PV - Ground mount | Online | Amargosa Valley | Nye | NV | 89020 | 36.5261 | -116.4944 | EDP Renewables | 15 | Category 1 | 104 | 302 |  | 2015-12-23 | 2016-01-16
Southern California Edison (SC) | PPA - Bilateral | 2012 | Rising Tree Wind Farm III, LLC (f/k/a Alta XIII) | Wind | Online | Mojave | Kern | CA | 93501 | 35.06 | -118.24 | Rising Tree Wind Farm III LLC | 20 | Category 1 | 100 | 306.6 |  | 2012-05-29 | 2013-02-28
Southern California Edison (SC) | PPA - Bilateral | 2013 | Rising Tree Wind Farm, LLC | Wind | Online | Mojave | Kern | CA | 93501 | 35.068 | -118.2391 | Rising Tree Wind Farm LLC | 20 | Category 1 | 80 | 245.28 |  | 2012-05-29 | 2013-02-28
Southern California Edison (SC) | PPA - Solicitation | 2013 | Geysers Power Company, LLC | Geothermal | Online | Middletown | Sonoma/Lake | CA | 95461 | 38.7849 | -122.7135 | Geysers Power Company, LLC | 10 | Category 1 | 225 | 1971 |  | 2014-10-27 | 2015-03-26
Southern California Edison (SC) | PPA - Solicitation | 2014 | Geysers Power Company, LLC | Geothermal | Online | Middletown | Sonoma/Lake | CA | 95461 | 38.7849 | -122.7135 | Geysers Power Company, LLC | 10 | Category 1 | 50 | 438 |  | 2015-10-07 | 2016-05-27 | 2016-04-04
Southern California Edison (SC) | PPA - Solicitation | 2020 | Visalia CSG LLC | Solar PV - Ground mount | In Development | Visalia | Tulare | CA | 93291 | 36.3438 | -119.3711 | Vialia CSG LLC | 10 | Category 1 | 3 | 8.128
Southern California Edison (SC) | Renewable Auction Mechanism (RAM) | 2015 | Great Valley Solar 3, LLC (a/k/a RE Tranquillity 8 Azul) | Solar PV - Ground mount | Online | Tranquillity | Fresno | CA | 93608 | 36.584 | -120.3822 | Great Valley Solar 3, LLC (a/k/a RE Tranquillity 8 Azul) | 20 | Category 1 | 20 | 55.93 | RAM 6 | 2016-02-02 | 2016-04-18
Southern California Edison (SC) | PPA - Solicitation | 2014 | Copper Mountain Solar 4, LLC | Solar PV - Ground mount | Online | Boulder City | Clark | NV | 89006 | 34.8393 | -118.3897 | Copper Mountain Solar 4, LLC | 20 | Category 1 | 93.6 | 258 |  | 2014-10-29 | 2015-03-12
Southern California Edison (SC) | PPA - Solicitation | 2013 | Imperial Valley Solar 2, LLC (Mount Signal II) | Solar PV - Ground mount | Online | Calexico | Imperial | CA | 92231 | 32.6683 | -115.6399 | Imperial Valley Solar 2, LLC | 20 | Category 1 | 153.52 | 421.1982 |  | 2014-10-28 | 2015-03-13
Southern California Edison (SC) | PPA - Solicitation | 2014 | Mesquite Solar 2 | Solar PV - Ground mount | Online | Tonopah | Maricopa | AZ | 85354 | 33.3337 | -112.9209 | Mesquite Solar 2, LLC | 20 | Category 1 | 100.815 | 301.7 |  | 2015-07-31 | 2015-11-05
Southern California Edison (SC) | PPA - Solicitation | 2007 | N. Hurlburt Wind, LLC | Wind | Online | Arlington | Gilliam | OR | 97812 | 45.7028 | -120.1539 | North Hurlburt, LLC (Shepherds Flat) | 20 | Category 0 | 265 | 658 |  | 2008-10-10 | 2009-09-24
Southern California Edison (SC) | PPA - Solicitation | 2022 | RB INYOKERN SOLAR WDT 1203, LLC | Solar PV - Ground mount | In Development | Inyokern | Kern | CA | 93555 | 35.6485 | -117.807 | RB INYOKERN SOLAR WDT 1203, LLC | 20 | Category 1 | 20 | 64.8914 |  | 2022-06-10 | 2022-07-10
Southern California Edison (SC) | PPA - Solicitation | 2022 | RB INYOKERN SOLAR WDT 1281, LLC | Solar PV - Ground mount | In Development | Inyokern | Kern | CA | 93555 | 35.6485 | -117.807 | RB INYOKERN SOLAR WDT 1281, LLC | 20 | Category 1 | 12 | 39.1985 |  | 2022-06-10 | 2022-07-10
Southern California Edison (SC) | PPA - Solicitation | 2023 | BMT Corral, LLC | Solar PV - Ground mount | In Development | Helendale | San Bernardino | CA | 92342 | 34.7855 | -117.2526 | BMT Corral, LLC | 20 | Category 1 | 3 | 9.45 |  | 2023-06-14 | 2023-08-31
Southern California Edison (SC) | MTR-RFO | 2022 | Overnight Solar LLC | Solar PV - Ground mount | In Development | Hinkley | San Bernardino | CA | 92347 | 35.0109 | -117.3483 | Overnight Solar LLC | 15 | Category 1 | 150 | 401.534 |  | 2024-03-15
Southern California Edison (SC) | MTR-RFO | 2022 | Luna Valley Solar 1, LLC | Solar PV - Ground mount | In Development | Mendota | Fresno | CA | 93640 | 36.6026 | -120.402 | Luna Valley Solar 1, LLC | 20 | Category 1 | 84.5 | 236.077 |  | 2024-03-15
Southern California Edison (SC) | PPA - Solicitation | 2007 | Solar Blythe LLC | Solar PV - Ground mount | Online | Blythe | Riverside | CA | 92225 | 33.5909 | -114.7458 | Solar Blythe LLC | 20 | Category 0 | 21 | 49.67 |  | 2007-12-31 | 2008-07-10
Southern California Edison (SC) | Renewable Standard Contract (RSC) | 2009 | RE Rio Grande, LLC | Solar PV - Ground mount | Online | Mojave | Kern | CA | 93501 | 35.0085 | -118.1641 | RE Rio Grande, LLC | 20 | Category 0 | 5 | 11.4 |  | 2010-03-29 | 2010-09-23
Southern California Edison (SC) | Renewable Standard Contract (RSC) | 2009 | RE Rosamond Two, LLC | Solar PV - Ground mount | Online | Rosamond | Kern | CA | 93560 | 34.9031 | -118.247 | RE Rosamond Two, LLC | 20 | Category 0 | 20 | 47.3 |  | 2010-03-29 | 2010-09-23
Southern California Edison (SC) | Renewable Standard Contract (RSC) | 2009 | RE Victor Phelan Solar One, LLC | Solar PV - Ground mount | Online | Adelanto | San Bernardino | CA | 92371 | 34.5361 | -117.4775 | RE Victor Phelan Solar One, LLC | 20 | Category 0 | 20 | 49.1 |  | 2010-03-29 | 2010-09-23
Southern California Edison (SC) | Renewable Standard Contract (RSC) | 2009 | TA - High Desert LLC (Antelope) | Solar PV - Ground mount | Online | Lancaster | Los Angeles | CA | 93536 | 34.7073 | -118.3046 | TA - High Desert, LLC | 20 | Category 0 | 20 | 55.56 |  | 2010-03-29 | 2010-09-23
Southern California Edison (SC) | PV PPA Programs | 2010 | Golden Springs, LLC, (Building C1) | Solar PV - Rooftop | Online | Santa Fe Springs | Los Angeles | CA | 90631 | 33.913 | -117.9519 | Golden Solar, LLC (Bldg. C1) | 20 | Category 1 | 1.1815 | 2.04 |  | 2010-09-24 | 2010-10-25
Southern California Edison (SC) | PV PPA Programs | 2010 | Golden Springs, LLC, (Building D) | Solar PV - Rooftop | Online | Santa Fe Springs | Los Angeles | CA | 90631 | 33.9121 | -117.9476 | Golden Solar, LLC (Bldg. D) | 20 | Category 1 | 1.2599 | 2.19 |  | 2010-09-24 | 2010-10-25
Southern California Edison (SC) | PPA - Solicitation | 2009 | Solar Star California XIX, LLC (AVPV I) | Solar PV - Ground mount | Online | Rosamond | Kern | CA | 93560 | 34.8365 | -118.4275 | Solar Star 1, LLC | 20 | Category 1 | 310 | 829.81 |  | 2011-03-30 | 2012-01-12
Southern California Edison (SC) | PPA - Solicitation | 2009 | Solar Star California XX, LLC (AVPV II) | Solar PV - Ground mount | Online | Rosamond | Kern | CA | 93560 | 34.8365 | -118.4275 | Solar Star 2, LLC | 20 | Category 1 | 276 | 829.81 |  | 2011-03-30 | 2012-01-12
Southern California Edison (SC) | Renewable Standard Contract (RSC) | 2010 | RE Columbia Three LLC | Solar PV - Ground mount | Online | Mojave | Kern | CA | 93501 | 35.0247 | -118.1642 | RE Columbia Three LLC | 20 | Category 1 | 10 | 24.9 |  | 2011-01-31 | 2011-12-15
Southern California Edison (SC) | Renewable Auction Mechanism (RAM) | 2013 | Solar Oasis LLC | Solar PV - Ground mount | Online | Palmdale | Los Angeles | CA | 93552 | 34.649 | -118.081 | Solar Oasis LLC | 20 | Category 1 | 20 | 63.41 | RAM 4 | 2013-11-21 | 2013-11-30
Southern California Edison (SC) | PV PPA Programs | 2013 | Golden Springs Bldg H | Solar PV - Rooftop | Online | Santa Fe Springs | Los Angeles | CA | 90670 | 33.9109 | -118.0488 | Golden Springs Development Company, LLC | 20 | Category 1 | 1.5 | 2.81 |  | 2014-03-18 | 2014-05-12
Southern California Edison (SC) | PV PPA Programs | 2013 | Golden Springs Bldg M | Solar PV - Rooftop | Online | Santa Fe Springs | Los Angeles | CA | 90670 | 33.9108 | -118.0444 | Golden Springs Development Company, LLC | 20 | Category 1 | 1.75 | 3.38 |  | 2014-03-18 | 2014-05-12
Southern California Edison (SC) | PV PPA Programs | 2015 | Golden Springs Building F | Solar PV - Rooftop | Online | Santa Fe Springs | Los Angeles | CA | 90670 | 33.914 | -118.048 | Golden Springs Building F, LLC | 20 | Category 1 | 1.325 | 2.78 |  | 2015-03-12
Southern California Edison (SC) | PV PPA Programs | 2015 | Golden Springs Building G | Solar PV - Rooftop | Online | Santa Fe Springs | Los Angeles | CA | 90670 | 33.912 | -118.048 | Golden Springs Development Company, LLC | 20 | Category 1 | 1.248 | 2.59 |  | 2015-03-12
Southern California Edison (SC) | PV PPA Programs | 2015 | Golden Springs Building L | Solar PV - Rooftop | Online | Santa Fe Springs | Los Angeles | CA | 90670 | 33.912 | -118.041 | Golden Springs Development Company, LLC | 20 | Category 1 | 1 | 1.84 |  | 2015-03-12
Southern California Edison (SC) | PV PPA Programs | 2015 | Freeway Springs | Solar PV - Rooftop | Online | Santa Fe Springs | Los Angeles | CA | 90670 | 33.891 | -118.036 | Freeway Springs, LLC | 20 | Category 1 | 2 | 4.39 |  | 2015-03-12
Southern California Edison (SC) | PV PPA Programs | 2015 | Dulles | Solar PV - Rooftop | Online | Jurupa Valley | Riverside | CA | 91760 | 34.029 | -117.516 | Golden Solar, LLC | 20 | Category 1 | 2 | 3.82 |  | 2015-03-12
Southern California Edison (SC) | PPA - Solicitation | 2005 | Alta Windpower I | Wind | Online | Mojave | Kern | CA | 93561 | 35.0354 | -118.3737 | Alta Wind I. LLC | 25 | Category 0 | 150 | 473.04 |  | 2007-07-06 | 2008-05-15
Southern California Edison (SC) | FIT - 1969 | 2012 | Monte Vista Water District (f/k/a 4147) | Small hydro | Online | Montclair | San Bernardino | CA | 91763 | 34.0921 | -117.6848 | Monte Vista Water District | 20 | Category 1 | 0.865 | 1.4
Southern California Edison (SC) | FIT - 1969 | 2011 | White Mountain Ranch LLC (f/k/a 4006) | Small hydro | Online | Bishop | Inyo | CA | 93514 | 37.3655 | -118.2257 | White Mountain Ranch LLC | 20 | Category 1 | 0.29 | 0.85
Southern California Edison (SC) | MTR-RFO | 2024 | Windhub Solar B, LLC | Solar PV - Ground mount | In Development | Mojave | Kern | CA | 93501 | 35.013 | -118.27 | Balanced Rock Power | 15 | Category 1 | 20 | 62.32
Southern California Edison (SC) | PV PPA Programs | 2010 | SEPV1, LLC | Solar PV - Ground mount | Online | Palmdale | Los Angeles | CA | 92338 | 34.6181 | -116.0775 | SEPV1, LLC | 20 | Category 1 | 2 | 4.96 |  | 2010-09-24 | 2010-10-25
Southern California Edison (SC) | PV PPA Programs | 2010 | SEPV2, LLC | Solar PV - Ground mount | Online | Twentynine Palms | San Bernardino | CA | 92277 | 34.1722 | -115.8475 | SEPV2, LLC | 20 | Category 1 | 2 | 4.58 |  | 2010-09-24 | 2010-10-25
Southern California Edison (SC) | Renewable Auction Mechanism (RAM) | 2015 | SUNRAY SEGS I | Solar PV - Ground mount | Online | Daggett | San Bernardino | CA | 92327 | 34.8673 | -116.8252 | SUNRAY ENERGY 3 LLC | 20 | Category 1 | 13.8 | 41 | RAM 6 | 2016-02-02 | 2016-04-05
Southern California Edison (SC) | FIT - 1969 | 2011 | One Miracle Property, LLC | Solar PV - Rooftop | Online | Oxnard | Ventura | CA | 93030 | 34.1993 | -119.1608 | One Miracle Property, LLC | 20 | Category 1 | 0.75 | 1.31
Southern California Edison (SC) | FIT - 1969 | 2011 | Newberry Solar 1, LLC | Solar PV - Ground mount | Online | Newberry Springs | San Bernardino | CA | 92365 | 34.8265 | -116.6806 | Newberry Solar 1 LLC | 20 | Category 1 | 1.492 | 3.38
Southern California Edison (SC) | FIT - 1969 | 2011 | L-8 Solar Project, LLC | Solar PV - Ground mount | Online | Palmdale | Los Angeles | CA | 93550 | 34.6542 | -117.9733 | L-8 Solar Project, LLC | 20 | Category 1 | 1.5 | 3.2
Southern California Edison (SC) | FIT - 1969 | 2011 | Heliocentric, LLC | Solar PV - Ground mount | Online | Palmdale | Los Angeles | CA | 93550 | 34.6542 | -117.9713 | Heliocentric, LLC | 20 | Category 1 | 1.5 | 3.2
Southern California Edison (SC) | FIT - 1969 | 2011 | Radiance Solar 5 LLC | Solar PV - Ground mount | Online | Lancaster | Los Angeles | CA | 93536 | 34.6646 | -118.2868 | Radiance Solar 5 LLC | 20 | Category 1 | 1.5 | 3.86
Southern California Edison (SC) | FIT - 1969 | 2011 | Radiance Solar 4 LLC | Solar PV - Ground mount | Online | Lancaster | Los Angeles | CA | 93536 | 34.6663 | -118.2881 | Radiance Solar 4 LLC | 20 | Category 1 | 1.5 | 3.86
Southern California Edison (SC) | FIT - 1969 | 2012 | Tulare PV1, LLC (Exeter 1) | Solar PV - Ground mount | Online | Exeter | Tulare | CA | 93221 | 33.6508 | -117.8296 | Tulare PV I, LLC | 20 | Category 1 | 1 | 2.02
Southern California Edison (SC) | FIT - 1969 | 2012 | Tulare PV1, LLC (Exeter 2) | Solar PV - Ground mount | Online | Exeter | Tulare | CA | 93221 | 33.6508 | -117.8296 | Tulare PV I, LLC | 20 | Category 1 | 1 | 2.02
Southern California Edison (SC) | FIT - 1969 | 2012 | Tulare PV1, LLC (Exeter 3) | Solar PV - Ground mount | Online | Exeter | Tulare | CA | 93221 | 33.6508 | -117.8296 | Tulare PV I, LLC | 20 | Category 1 | 1.5 | 3.02
Southern California Edison (SC) | FIT - 1969 | 2012 | Tulare PV1, LLC (Lindsay 1) | Solar PV - Ground mount | Online | Lindsay | Tulare | CA | 93247 | 36.17 | -119.0544 | Tulare PV I, LLC | 20 | Category 1 | 1.5 | 3.02
Southern California Edison (SC) | FIT - 1969 | 2012 | Tulare PV1, LLC (Lindsay 3) | Solar PV - Ground mount | Online | Lindsay | Tulare | CA | 93247 | 36.17 | -119.0544 | Tulare PV I, LLC | 20 | Category 1 | 1.5 | 3.02
Southern California Edison (SC) | FIT - 1969 | 2012 | Tulare PV1, LLC (Lindsay 4) | Solar PV - Ground mount | Online | Lindsay | Tulare | CA | 93247 | 36.17 | -119.0544 | Tulare PV I, LLC | 20 | Category 1 | 1 | 2.02
Southern California Edison (SC) | FIT - 1969 | 2012 | Tulare PV1, LLC (Ivanhoe 1) | Solar PV - Ground mount | Online | Visalia | Tulare | CA | 93292 | 36.3854 | -119.25 | Tulare PV I, LLC | 20 | Category 1 | 1.5 | 3.02
Southern California Edison (SC) | FIT - 1969 | 2012 | Tulare PV1, LLC (Ivanhoe 2) | Solar PV - Ground mount | Online | Visalia | Tulare | CA | 93292 | 36.3854 | -119.25 | Tulare PV I, LLC | 20 | Category 1 | 0.5 | 1.01
Southern California Edison (SC) | FIT - 1969 | 2012 | Tulare PV1, LLC (Ivanhoe 3) | Solar PV - Ground mount | Online | Visalia | Tulare | CA | 93292 | 34.5525 | -117.4176 | Tulare PV I, LLC | 20 | Category 1 | 1.5 | 3.02
Southern California Edison (SC) | FIT - 1969 | 2012 | Tulare PV1, LLC (Porterville 1) | Solar PV - Ground mount | Online | Porterville | Tulare | CA | 93257 | 34.8265 | -116.6806 | Tulare PV I, LLC | 20 | Category 1 | 1 | 2.02
Southern California Edison (SC) | FIT - 1969 | 2012 | Sequoia PV1, LLC (Tulare 2) | Solar PV - Ground mount | Online | Tulare | Tulare | CA | 93274 | 36.2035 | -119.4183 | Sequoia PV 1, LLC | 20 | Category 1 | 1.5 | 3.02
Southern California Edison (SC) | FIT - 1969 | 2012 | Tulare PV1, LLC (Porterville 2) | Solar PV - Ground mount | Online | Porterville | Tulare | CA | 93257 | 36.3302 | -119.2696 | Tulare PV I, LLC | 20 | Category 1 | 1 | 2.02
Southern California Edison (SC) | FIT - 1969 | 2012 | Tulare PV1, LLC (Porterville 5) | Solar PV - Ground mount | Online | Porterville | Tulare | CA | 93257 | 36.3302 | -119.2696 | Tulare PV I, LLC | 20 | Category 1 | 1.5 | 3.02
Southern California Edison (SC) | FIT - 1969 | 2013 | Diamond Valley Solar, LLC | Solar PV - Ground mount | Online | Winchester | Riverside | CA | 92596 | 33.7121 | -117.073 | Diamond Valley Solar LLC (being formed) | 20 | Category 1 | 1.25 | 2.69 |  | 2013-03-26 | 2013-06-27
Southern California Edison (SC) | FIT - 1969 | 2012 | Marinos Ventures, LLC | Solar PV - Ground mount | Online | Three Rivers | Tulare | CA | 93271 | 36.4188 | -118.9213 | Marinos Ventures, LLC | 20 | Category 1 | 0.2832 | 0.68 |  | 2013-03-26 | 2013-06-27
Southern California Edison (SC) | FIT - 1969 | 2013 | Adelanto West 1 | Solar PV - Ground mount | Online | Adelanto | San Bernardino | CA | 92301 | 34.5493 | -117.4655 | Coronus Adelanto West 1 LLC | 20 | Category 1 | 1.5 | 3.6 |  | 2013-03-26 | 2013-06-27
Southern California Edison (SC) | FIT - 1969 | 2013 | Adelanto West 2 | Solar PV - Ground mount | Online | Adelanto | San Bernardino | CA | 92301 | 34.5478 | -117.4654 | Coronus Adelanto West 2 LLC | 20 | Category 1 | 1.5 | 3.6 |  | 2013-03-26 | 2013-06-27
Southern California Edison (SC) | Renewable Auction Mechanism (RAM) | 2014 | Algonquin SKIC 10 Solar, LLC | Solar PV - Ground mount | Online | Taft | Kern | CA | 93268 | 35.1296 | -119.2489 | Algonquin SKIC 10 Solar, LLC | 20 | Category 1 | 10 | 25.9735 | RAM 5 | 2014-11-06 | 2015-01-21
Southern California Edison (SC) | Renewable Auction Mechanism (RAM) | 2014 | Jacumba Solar, LLC | Solar PV - Ground mount | Online | Jacumba | San Diego | CA | 91934 | 32.6235 | -116.1258 | AEP Renewables | 20 | Category 1 | 20 | 51.01 | RAM 5 | 2014-11-06 | 2015-01-21
Southern California Edison (SC) | PPA - Solicitation | 2015 | Broadview Energy KW, LLC | Wind | Online | Grady | Curry | NM | 88120 | 34.763 | -103.1808 | Broadview Energy KW | 20 | Category 1 | 142.6 | 602.1
Southern California Edison (SC) | PPA - Solicitation | 2015 | Broadview Energy JN, LLC | Wind | Online | Grady | Curry/Deaf Smith | NM/TX | 88120 | 34.75 | -103.0965 | Broadview Energy JN | 20 | Category 1 | 181.7 | 767.2
Southern California Edison (SC) | PSA - Solicitation | 2022 | Various | Various | Online | Various | Various | CA | Vario | Various | Various | Clean Power Alliance of Southern California | 2 | Category 1 |  | 35
Southern California Edison (SC) | FIT - 1969 | 2013 | Gibralter Conduit Hydroelectric Plant (f/k/a 4012) | Conduit hydro | Online | Santa Barbara | Santa Barbara | CA | 93105 | 34.4581 | -119.7247 | Gibralter Conduit Hydroelectric Plant | 20 | Category 1 | 0.75 | 1.87
Southern California Edison (SC) | FIT - ReMAT | 2021 | Trona Solar III, LLC | Solar PV - Ground mount | Online | Trona | San Bernardino | CA | 93592 | 35.8046 | -117.3514 | Trona Solar III, LLC | 20 | Category 1 | 2 | 5.058
Southern California Edison (SC) | PPA - Solicitation | 2023 | Atlas Solar V, LLC | Solar PV - Ground mount | In Development | Salome | La Paz | AZ | 85348 | 33.5986 | -113.5947 | Atlas Solar V, LLC | 15 | Category 1 | 200 | 632.15
Southern California Edison (SC) | PPA - Solicitation | 2023 | Atlas Solar VI, LLC | Solar PV - Ground mount | In Development | Salome | La Paz | AZ | 85348 | 33.5986 | -113.5947 | Atlas Solar VI, LLC | 15 | Category 1 | 100 | 316.075
Southern California Edison (SC) | PPA - Solicitation | 2023 | Atlas Solar X, LLC | Solar PV - Ground mount | In Development | Salome | La Paz | AZ | 85348 | 33.5986 | -113.5947 | Atlas Solar X, LLC | 15 | Category 1 | 225 | 711.1688
Southern California Edison (SC) | PPA - Solicitation | 2009 | SPS Corcoran West, LLC | Solar PV - Ground mount | Online | Corcoran | Kings | CA | 93230 | 36.1467 | -119.5864 | SPS Corcoran West, LLC | 20 | Category 1 | 19.75 | 39.62 |  | 2011-05-11 | 2012-06-21
Southern California Edison (SC) | PPA - Solicitation | 2009 | Solar Star California XIII, LLC (Quinto) | Solar PV - Ground mount | Online | Los Banos | Merced | CA | 95322 | 37.1301 | -121.0523 | Solar Star California XIII, LLC | 20 | Category 1 | 108 | 275 |  | 2011-03-30 | 2012-01-12
Southern California Edison (SC) | Renewable Standard Contract (RSC) | 2010 | Nicolis, LLC (Weldon Solar) | Solar PV - Ground mount | Online | Delano | Tulare | CA | 93215 | 35.834 | -119.053 | Nicolis, LLC | 20 | Category 1 | 20 | 51.87 |  | 2011-01-31 | 2011-12-15 | 2014-07-11
Southern California Edison (SC) | Renewable Standard Contract (RSC) | 2010 | Tropico, LLC (Great Lakes) | Solar PV - Ground mount | Online | Delano | Tulare | CA | 93215 | 35.834 | -119.053 | Tropico, LLC | 20 | Category 1 | 14 | 36.31 |  | 2011-01-31 | 2011-12-15 | 2014-07-11
Southern California Edison (SC) | FIT - ReMAT | 2015 | One Ten Partners, LLC | Solar PV - Ground mount | Online | Palmdale | Los Angeles | CA | 93591 | 34.3655 | -117.934 | One Ten Partners, LLC | 20 | Category 1 | 2 | 6.252
Southern California Edison (SC) | FIT - 1969 | 2012 | Sequoia PV1, LLC (Tulare 1) | Solar PV - Ground mount | Online | Tulare | Tulare | CA | 93274 | 36.2035 | -119.4183 | Sequoia PV 1, LLC | 20 | Category 1 | 1.5 | 3.02
Southern California Edison (SC) | PPA - Solicitation | 2005 | Mustang Hills, LLC | Wind | Online | Mojave | Kern | CA | 93501 | 35.0286 | -118.3278 | Mustang Hills, LLC (Alta Wind VI, LLC) | 24 | Category 0 | 150 | 473.04 |  | 2007-07-06 | 2008-05-15
Southern California Edison (SC) | FIT - 1969 | 2012 | Sequoia PV1, LLC (Farmersville 1) | Solar PV - Ground mount | Online | Farmersville | Tulare | CA | 93223 | 36.319 | -119.2137 | Sequoia PV 1 LLC | 20 | Category 1 | 1.5 | 3.02 |  | 2013-03-26 | 2013-06-27
Southern California Edison (SC) | FIT - 1969 | 2012 | Sequoia PV1, LLC (Farmersville 2) | Solar PV - Ground mount | Online | Farmersville | Tulare | CA | 93223 | 36.3177 | -119.2141 | Sequoia PV 1 LLC | 20 | Category 1 | 1.5 | 3.02 |  | 2013-03-26 | 2013-06-27
Southern California Edison (SC) | Renewable Auction Mechanism (RAM) | 2012 | Coronal Lost Hills, LLC | Solar PV - Ground mount | Online | Lost Hills | Kern | CA | 93249 | 35.707 | -119.869 | Coronal Lost Hills, LLC | 20 | Category 1 | 20 | 52.38 | RAM 2 | 2012-10-01 | 2012-11-04
Southern California Edison (SC) | FIT - 1969 | 2012 | Sequoia PV1, LLC (Farmersville 3) | Solar PV - Ground mount | Online | Farmersville | Tulare | CA | 93223 | 36.3186 | -119.2147 | Sequoia PV 1 LLC | 20 | Category 1 | 1.5 | 3.02 |  | 2013-03-26 | 2013-06-27
Southern California Edison (SC) | FIT - 1969 | 2012 | Sequoia PV3 LLC (Porterville 6) | Solar PV - Ground mount | Online | Porterville | Tulare | CA | 93257 | 36.0996 | -119.0374 | Sequoia PV 3 LLC | 20 | Category 1 | 1.5 | 3.02 |  | 2013-03-26 | 2013-06-27
Southern California Edison (SC) | FIT - 1969 | 2012 | Sequoia PV3 LLC (Porterville 7) | Solar PV - Ground mount | Online | Porterville | Tulare | CA | 93257 | 36.0989 | -119.037 | Sequoia PV 3 LLC | 20 | Category 1 | 1.5 | 3.02 |  | 2013-03-26 | 2013-06-27
Southern California Edison (SC) | FIT - 1969 | 2012 | Sequoia PV2, LLC (Hanford 1) | Solar PV - Ground mount | Online | Hanford | Kings | CA | 93230 | 36.308 | -119.6302 | Sequoia PV 2, LLC | 20 | Category 1 | 1.5 | 3.02 |  | 2013-03-26 | 2013-06-27
Southern California Edison (SC) | FIT - 1969 | 2012 | Sequoia PV2, LLC (Hanford 2) | Solar PV - Ground mount | Online | Hanford | Kings | CA | 93230 | 36.308 | -119.6302 | Sequoia PV 2, LLC | 20 | Category 1 | 1.5 | 3.02 |  | 2013-03-26 | 2013-06-27
Southern California Edison (SC) | FIT - 1969 | 2012 | Desert Hot Springs 1 | Solar PV - Ground mount | Online | Desert Hot Springs | Riverside | CA | 92258 | 33.9232 | -116.5296 | DHS Solar I, LLC | 20 | Category 1 | 1 | 2.57 |  | 2013-03-26 | 2013-06-27
Southern California Edison (SC) | FIT - 1969 | 2012 | Desert Hot Springs 2 | Solar PV - Ground mount | Online | Desert Hot Springs | Riverside | CA | 92258 | 33.9232 | -116.5035 | DHS Solar I, LLC | 20 | Category 1 | 1.5 | 3.72 |  | 2013-03-26 | 2013-06-27
Southern California Edison (SC) | FIT - 1969 | 2013 | Lancaster Solar 1 | Solar PV - Ground mount | Online | Lancaster | Los Angeles | CA | 93535 | 34.6642 | -118.0943 | PsomasFMG Lancaster Solar CREST, LLC | 20 | Category 1 | 1.5 | 4.73 |  | 2013-03-26 | 2013-06-27
Southern California Edison (SC) | FIT - 1969 | 2013 | Lancaster Solar 2 | Solar PV - Ground mount | Online | Lancaster | Los Angeles | CA | 93535 | 34.6642 | -118.0942 | PsomasFMG Lancaster Solar CREST, LLC | 20 | Category 1 | 1.5 | 4.73 |  | 2013-03-26 | 2013-06-27
Southern California Edison (SC) | Renewable Auction Mechanism (RAM) | 2013 | SPS Atwell Island West, LLC | Solar PV - Ground mount | Online | Alpaugh | Tulare | CA | 93219 | 35.8116 | -119.4561 | SPS Atwell Island West, LLC | 20 | Category 1 | 20 | 49.4 | RAM 4 | 2013-11-21 | 2013-11-30
Southern California Edison (SC) | PPA - Solicitation | 2013 | Imperial Valley Solar 3, LLC (Mount Signal V) | Solar PV - Ground mount | Online | Calexico | Imperial | CA | 92231 | 32.6683 | -115.5613 | 93LF 8me LLC | 20 | Category 1 | 252.32 | 691.5969
Southern California Edison (SC) | PPA - Solicitation | 2013 | Panoche Valley Solar, LLC | Solar PV - Ground mount | Online | Paicines | San Benito | CA | 95403 | 36.6305 | -120.8766 | Consolidated Edison Renewables | 20 | Category 1 | 140 | 391.0688 |  |  | 2015-03-12
Southern California Edison (SC) | Renewable Auction Mechanism (RAM) | 2014 | CED Ducor 1, LLC | Solar PV - Ground mount | Online | Ducor | Tulare | CA | 93218 | 35.8565 | -119.0674 | CED Ducor Solar 1, LLC | 20 | Category 1 | 20 | 52.09 | RAM 5 | 2015-01-21
Southern California Edison (SC) | Renewable Auction Mechanism (RAM) | 2014 | CED Ducor 2, LLC | Solar PV - Ground mount | Online | Ducor | Tulare | CA | 93218 | 35.8447 | -119.067 | CED Ducor Solar 2, LLC | 20 | Category 1 | 20 | 52.09 | RAM 5 | 2015-01-21
Southern California Edison (SC) | Renewable Auction Mechanism (RAM) | 2014 | CED Ducor 4, LLC | Solar PV - Ground mount | Online | Ducor | Tulare | CA | 93218 | 35.8502 | -119.0318 | CED Ducor Solar 4, LLC | 20 | Category 1 | 20 | 52.09 | RAM 5 | 2015-01-21
Southern California Edison (SC) | Renewable Auction Mechanism (RAM) | 2014 | CED Ducor 3, LLC | Solar PV - Ground mount | Online | Ducor | Tulare | CA | 93218 | 35.8446 | -119.0596 | CED Ducor Solar 3, LLC | 20 | Category 1 | 15 | 41.13 | RAM 5 | 2015-01-21
Southern California Edison (SC) | PPA - Bilateral | 2018 | CED Wistaria Solar, LLC | Solar PV - Ground mount | Online | Calexico | Imperial | CA | 92231 | 32.6788 | -115.6206 | Consolidated Edison Renewables | 20 | Category 1 | 106.688 | 308.668
Southern California Edison (SC) | QF Standard Contract | 1991 | Orange County Sanitation District (f/k/a 1098) | Biogas | Online | Huntington Beach | Orange | CA | 92646 | 33.6403 | -117.9592 | OC Sanit Distr | 30 | Category 0 | 12 | 0.01
Southern California Edison (SC) | PPA - Solicitation | 2009 | Regulus Solar, LLC | Solar PV - Ground mount | Online | Lamont | Kern | CA | 93307 | 35.2964 | -118.8519 | Regulus Solar, LLC | 20 | Category 1 | 60 | 173.4 |  | 2011-03-21 | 2012-05-24
Southern California Edison (SC) | PV PPA Programs | 2010 | Industry Metrolink PV 1 | Solar PV - Rooftop | Online | City of Industry | Los Angeles | CA | 91789 | 34.0093 | -117.845 | Industry Metrolink PV 1, LLC | 20 | Category 1 | 1.5 | 2.85 |  | 2010-09-24 | 2010-10-25
Southern California Edison (SC) | FIT - ReMAT | 2014 | Little Rock - Pham Solar PV, LLC | Solar PV - Ground mount | Online | Palmdale | Los Angeles | CA | 93543 | 34.6008 | -117.9502 | West Hills Construction, Inc. | 20 | Category 1 | 3 | 10.01
Southern California Edison (SC) | FIT - 1969 | 2012 | TerraForm Phoenix 1 CD Holding, LLC | Solar PV - Ground mount | Online | Palmdale | Los Angeles | CA | 93552 | 34.6547 | -118.0507 | Treen Solar 1, LLC | 20 | Category 1 | 1 | 3.07
Southern California Edison (SC) | FIT - 1969 | 2012 | TerraForm Phoenix 1 CD Holding, LLC | Solar PV - Ground mount | Online | Palmdale | Los Angeles | CA | 93552 | 34.6547 | -118.0507 | Treen Solar 2, LLC | 20 | Category 1 | 1 | 3.07
Southern California Edison (SC) | FIT - 1969 | 2012 | TerraForm Phoenix 1 CD Holding, LLC | Solar PV - Ground mount | Online | Palmdale | Los Angeles | CA | 93552 | 34.6505 | -118.0525 | Annie Power, LLC | 20 | Category 1 | 1.5 | 4.6
Southern California Edison (SC) | FIT - 1969 | 2012 | TerraForm Phoenix 1 CD Holding, LLC | Solar PV - Ground mount | Online | Palmdale | Los Angeles | CA | 93552 | 34.6475 | -118.0601 | JRam Solar 1, LLC | 20 | Category 1 | 1.5 | 4.6
Southern California Edison (SC) | FIT - 1969 | 2012 | TerraForm Phoenix 1 CD Holding, LLC | Solar PV - Ground mount | Online | Palmdale | Los Angeles | CA | 93552 | 34.6475 | -118.0601 | JRam Solar 2, LLC | 20 | Category 1 | 1.5 | 4.6
Southern California Edison (SC) | FIT - 1969 | 2012 | TerraForm Phoenix 1 CD Holding, LLC | Solar PV - Ground mount | Online | Palmdale | Los Angeles | CA | 93552 | 34.6475 | -118.0601 | JRam Solar 3, LLC | 20 | Category 1 | 1 | 3.07
Southern California Edison (SC) | FIT - 1969 | 2012 | TerraForm Phoenix 1 CD Holding, LLC | Solar PV - Ground mount | Online | Lancaster | Los Angeles | CA | 93536 | 34.7086 | -118.2724 | Sandra Energy, LLC | 20 | Category 1 | 1.5 | 4.6
Southern California Edison (SC) | FIT - 1969 | 2012 | TerraForm Phoenix 1 CD Holding, LLC | Solar PV - Ground mount | Online | Lancaster | Los Angeles | CA | 93535 | 34.6968 | -118.0625 | Dreamer Solar, LLC | 20 | Category 1 | 1.5 | 4.6
Southern California Edison (SC) | FIT - 1969 | 2012 | TerraForm Phoenix 1 CD Holding, LLC | Solar PV - Ground mount | Online | Apple Valley | San Bernardino | CA | 92307 | 34.5089 | -117.1547 | Drew Energy, LLC | 20 | Category 1 | 1 | 3.07
Southern California Edison (SC) | FIT - 1969 | 2012 | TerraForm Phoenix 1 CD Holding, LLC | Solar PV - Ground mount | Online | Palmdale | Los Angeles | CA | 93551 | 34.6441 | -118.1649 | Voyager Solar 1, LLC | 20 | Category 1 | 1.5 | 4.6
Southern California Edison (SC) | FIT - 1969 | 2012 | TerraForm Phoenix 1 CD Holding, LLC | Solar PV - Ground mount | Online | Palmdale | Los Angeles | CA | 93551 | 34.6441 | -118.1649 | Voyager Solar 2, LLC | 20 | Category 1 | 1.5 | 4.6
Southern California Edison (SC) | FIT - 1969 | 2012 | TerraForm Phoenix 1 CD Holding, LLC | Solar PV - Ground mount | Online | Palmdale | Los Angeles | CA | 93551 | 34.6441 | -118.1649 | Voyager Solar 3, LLC | 20 | Category 1 | 1 | 3.07
Southern California Edison (SC) | FIT - 1969 | 2012 | TerraForm Phoenix 1 CD Holding, LLC | Solar PV - Ground mount | Online | Lancaster | Los Angeles | CA | 93535 | 34.6687 | -118.0608 | Becca Solar, LLC | 20 | Category 1 | 1.5 | 4.6
Southern California Edison (SC) | FIT - 1969 | 2012 | TerraForm Phoenix 1 CD Holding, LLC | Solar PV - Ground mount | Online | Adelanto | San Bernardino | CA | 92301 | 34.6016 | -117.6424 | Toro Power 1, LLC | 20 | Category 1 | 1.5 | 4.6
Southern California Edison (SC) | FIT - 1969 | 2012 | TerraForm Phoenix 1 CD Holding, LLC | Solar PV - Ground mount | Online | Adelanto | San Bernardino | CA | 92301 | 34.6016 | -117.6424 | Toro Power 2, LLC | 20 | Category 1 | 0.5 | 1.53
Southern California Edison (SC) | PV PPA Programs | 2012 | DG Solar Lessee, LLC (Hesperia) | Solar PV - Rooftop | Online | Hesperia | San Bernardino | CA | 92345 | 34.4346 | -117.3782 | DG Solar Lesse, LLC | 20 | Category 1 | 1.5 | 3.3 |  | 2012-10-31 | 2013-02-04
Southern California Edison (SC) | PV PPA Programs | 2012 | California PV Energy, LLC (Champagne Ave) | Solar PV - Rooftop | Online | Ontario | San Bernardino | CA | 91761 | 34.0439 | -117.5307 | California PV Energy, LLC | 20 | Category 1 | 1.3 | 2.06 |  | 2012-10-31 | 2013-02-04
Southern California Edison (SC) | PV PPA Programs | 2012 | California PV Energy, LLC (Jurupa Ave) | Solar PV - Rooftop | Online | Ontario | San Bernardino | CA | 91761 | 34.0503 | -117.5911 | California PV Energy, LLC | 20 | Category 1 | 2 | 3.13 |  | 2012-10-31 | 2013-02-04
Southern California Edison (SC) | FIT - 1969 | 2012 | DG Solar Lessee, LLC (Snowline-Duncan Road North) | Solar PV - Ground mount | Online | Phelan | San Bernardino | CA | 92371 | 34.4739 | -117.5626 | DG Solar Lesse, LLC | 20 | Category 1 | 1.5 | 4.06 |  | 2013-03-26 | 2013-06-27
Southern California Edison (SC) | FIT - 1969 | 2012 | DG Solar Lessee, LLC (Snowline-Duncan Road South) | Solar PV - Ground mount | Online | Phelan | San Bernardino | CA | 92371 | 34.4715 | -117.5622 | DG Solar Lesse, LLC | 20 | Category 1 | 1 | 2.74 |  | 2013-03-26 | 2013-06-27
Southern California Edison (SC) | FIT - 1969 | 2013 | DG Solar Lessee, LLC (Snowline-White Road North) | Solar PV - Ground mount | Online | Phelan | San Bernardino | CA | 92371 | 34.4176 | -117.4698 | DG Solar Lesse, LLC | 20 | Category 1 | 1.5 | 4.14 |  | 2013-03-26 | 2013-06-27
Southern California Edison (SC) | FIT - 1969 | 2013 | DG Solar Lessee, LLC (Snowline-White Road Central) | Solar PV - Ground mount | Online | Phelan | San Bernardino | CA | 92371 | 34.4153 | -117.47 | DG Solar Lesse, LLC | 20 | Category 1 | 1.5 | 4.14 |  | 2013-03-26 | 2013-06-27
Southern California Edison (SC) | FIT - 1969 | 2012 | CD US Solar MT 3 | Solar PV - Ground mount | Online | Silver Lakes | San Bernardino | CA | 92342 | 34.765 | -117.3234 | Mitchell Solar, LLC | 20 | Category 1 | 1.5 | 4.6 |  | 2013-03-26 | 2013-06-27
Southern California Edison (SC) | FIT - 1969 | 2012 | CD US Solar MT 3 | Solar PV - Ground mount | Online | Silver Lakes | San Bernardino | CA | 92342 | 34.7657 | -117.3239 | Rudy Solar, LLC | 20 | Category 1 | 1.5 | 4.6 |  | 2013-03-26 | 2013-06-27
Southern California Edison (SC) | FIT - 1969 | 2012 | CD US Solar MT 3 | Solar PV - Ground mount | Online | Silver Lakes | San Bernardino | CA | 92342 | 34.7684 | -117.3237 | Madelyn, Solar, LLC | 20 | Category 1 | 1.5 | 4.6 |  | 2013-03-26 | 2013-06-27
Southern California Edison (SC) | FIT - 1969 | 2013 | DG Solar Lessee, LLC (Snowline-White Road South) | Solar PV - Ground mount | Online | Phelan | San Bernardino | CA | 92371 | 34.4131 | -117.4708 | DG Solar Lesse, LLC | 20 | Category 1 | 1.5 | 4.14 |  | 2013-03-26 | 2013-06-27
Southern California Edison (SC) | FIT - ReMAT | 2014 | PVN Milliken LLC | Solar PV - Ground mount | Online | Ontario | San Bernardino | CA | 91761 | 34.0387 | -117.5659 | PVN Milliken LLC | 20 | Category 1 | 3 | 6
Southern California Edison (SC) | PV PPA Programs | 2013 | SunE Solar XVI Lessor, LLC | Solar PV - Rooftop | Online | Rancho Cucamonga | San Bernardino | CA | 91730 | 34.0976 | -117.5445 | SunE Solar XVI Lessor, LLC | 20 | Category 1 | 1 | 1.93 |  | 2014-03-18 | 2014-05-12
Southern California Edison (SC) | PV PPA Programs | 2013 | DG Solar Lessee II, LLC - E Philadelphia | Solar PV - Rooftop | Online | Ontario | San Bernardino | CA | 91761 | 34.0353 | -117.5341 | DG Solar Lessee II, LLC | 20 | Category 1 | 1 | 2.09 |  | 2014-03-18 | 2014-05-12
Southern California Edison (SC) | PV PPA Programs | 2013 | DG Solar Lessee II, LLC - Pico Rivera | Solar PV - Rooftop | Online | Pico Rivera | Los Angeles | CA | 90660 | 33.9821 | -118.1035 | DG Solar Lessee II, LLC | 20 | Category 1 | 0.9 | 1.82 |  | 2014-03-18 | 2014-05-12
Southern California Edison (SC) | PPA - Solicitation | 2003 | Windstar Energy, LLC | Wind | Online | Tehachapi | Kern | CA | 93501 | 35.03 | -118.22 | Windstar Energy, LLC | 20 | Category 0 | 120 | 370.02 |  | 2010-03-17 | 2010-06-24
Southern California Edison (SC) | PPA - Solicitation | 2005 | Alta Windpower VIII | Wind | Online | Mojave | Kern | CA | 93501 | 35.0238 | -118.2369 | Alta Wind VIII, LLC | 24 | Category 0 | 150 | 473.04 |  | 2007-07-06 | 2008-05-15
Southern California Edison (SC) | Renewable Auction Mechanism (RAM) | 2014 | Coram Energy LLC | Wind | Online | Mojave | Kern | CA | 93501 | 35.077 | -118.3251 | Coram Energy LLC | 10 | Category 1 | 3 | 10.51 | RAM 5 | 2014-11-06 | 2015-01-21
Southern California Edison (SC) | FIT - ReMAT | 2017 | MM Tulare Energy, LLC | Biogas | Online | Visalia | Tulare | CA | 93291 | 36.3883 | -119.3945 | MM Tulare, Energy, LLC | 20 | Category 1 | 1.5 | 11.39
Southern California Edison (SC) | QF Standard Contract | 1985 | Mammoth Pacific L P II (MP2) | Geothermal | Online | Mammoth Lakes | Mono | CA | 93546 | 37.6462 | -118.9128 | Mammoth Pacific L P II | 30 | Category 0 | 10.5 | 82.88
Southern California Edison (SC) | QF Standard Contract | 1994 | Salton Sea IV | Geothermal | Online | Calipatria | Imperial | CA | 92233 | 33.1576 | -115.6404 | MidAmerican (CalEnergy) | 30 | Category 0 | 36 | 309.08
Southern California Edison (SC) | PPA - Solicitation | 2006 | ORNI 18, LLC | Geothermal | Online | Brawley | Imperial | CA | 92227 | 33.0032 | -115.5441 | ORNI 18, LLC | 20 | Category 0 | 33.178 | 276.11 |  | 2007-07-13 | 2008-03-13
Southern California Edison (SC) | QF Standard Contract | 1985 | City of Santa Ana | Small hydro | Online | Santa Ana | Orange | CA | 92706 | 33.7686 | -117.8844 | City Santa Ana | 999 | Category 0 | 0.195 | 0.02
Southern California Edison (SC) | FIT - 1969 | 2012 | Calleguas MWD (Conejos, f/k/a 4010) | Small hydro | Online | Thousand Oaks | Ventura | CA | 91360 | 34.2455 | -118.8312 | Calleguas Municipal Water District | 20 | Category 1 | 0.717 | 0.43
Southern California Edison (SC) | FIT - ReMAT | 2014 | Desert Water Agency (Whitewater) (f/k/a 4025) | Small hydro | Online | Palm Springs | Riverside | CA | 92263 | 33.9347 | -116.6406 | Desert Water Agency | 20 | Category 1 | 1 | 7.4
Southern California Edison (SC) | FIT - ReMAT | 2016 | Desert Water Agency (Snow Creek) | Small hydro | Online | Palm Springs | Riverside | CA | 92263 | 33.8989 | -116.6837 | Desert Water Agency | 20 | Category 1 | 0.266 | 2.29
Southern California Edison (SC) | FIT - ReMAT | 2013 | Calleguas MWD (Springville Hydro) (f/k/a 4152) | Small hydro | Online | Camarillo | Ventura | CA | 93010 | 34.2254 | -119.0859 | Calleguas Municipal Water District | 20 | Category 1 | 1 | 2.25
Southern California Edison (SC) | FIT - 1969 | 2013 | Calleguas MWD (East Portal Hydroelectric Generating Station, f/k/a 4022) | Small hydro | Online | Chatsworth | Los Angeles | CA | 91311 | 34.2621 | -118.6239 | Calleguas Municipal Water District | 20 | Category 1 | 1.25 | 6
Southern California Edison (SC) | FIT - ReMAT | 2016 | Walnut Valley Water District | Small hydro | Online | Walnut | Los Angeles | CA | 91789 | 34.0407 | -117.8285 | Walnut Valley Water District | 20 | Category 1 | 0.125 | 0.65
Southern California Edison (SC) | FIT - ReMAT | 2015 | Calleguas MWD - Unit 3 (Santa Rosa) | Small hydro | Online | Camarillo | Ventura | CA | 93012 | 34.2414 | -118.8864 | Calleguas Municipal Water District | 20 | Category 1 | 0.25 | 0.75
Southern California Edison (SC) | PPA - Solicitation | 2008 | Solar Partners I, LLC (Ivanpah) | Solar Thermal - No Storage | Online | Ivanpah | San Bernardino | CA | 92371 | 34.4131 | -117.4708 | Solar Partners I, LLC | 20 | Category 0 | 117 | 286 |  | 2009-04-06 | 2010-08-12
Southern California Edison (SC) | PPA - Solicitation | 2008 | Desert Stateline | Solar PV - Ground mount | Online | Ivanpah | San Bernardino | CA | 92364 | 35.34 | -115.26 | Desert Stateline, LLC | 20 | Category 0 | 300 | 673 |  | 2009-10-16 | 2010-09-02
Southern California Edison (SC) | Renewable Auction Mechanism (RAM) | 2015 | RE Gaskell West 1, LLC | Solar PV - Ground mount | Online | Rosamond | Kern | CA | 93560 | 34.8328 | -118.5636 | Southern Power Company | 20 | Category 1 | 20 | 59.816 | RAM 6 | 2016-02-02 | 2016-04-24
Southern California Edison (SC) | Renewable Standard Contract (RSC) | 2016 | American Kings Solar, LLC | Solar PV - Ground mount | Online | Lemoore | Kings | CA | 93425 | 36.2411 | -119.8986 | American Kings Solar, LLC | 15 | Category 1 | 128 | 348 |  |  | 2017-01-19
Southern California Edison (SC) | PPA - Solicitation | 2009 | Adobe Solar, LLC | Solar PV - Ground mount | Online | Arvin | Kern | CA | 93203 | 35.1115 | -118.9432 | Adobe Solar, LLC | 20 | Category 1 | 20 | 53.5 |  | 2011-03-21 | 2012-05-24
Southern California Edison (SC) | Renewable Auction Mechanism (RAM) | 2012 | Orion Solar II, LLC | Solar PV - Ground mount | Online | Arvin | Kern | CA | 93203 | 35.1487 | -118.8905 | Orion Solar II, LLC | 20 | Category 1 | 8 | 21.65 | RAM 2 | 2012-10-01 | 2012-11-04
Southern California Edison (SC) | Renewable Auction Mechanism (RAM) | 2012 | Vega Solar, LLC | Solar PV - Ground mount | Online | Los Banos | Merced | CA | 93635 | 36.9148 | -120.8198 | Vega Solar, LLC | 20 | Category 1 | 20 | 50.25 | RAM 2 | 2012-10-01 | 2012-11-04
Southern California Edison (SC) | PV PPA Programs | 2012 | SunE W12DG-C, LLC | Solar PV - Rooftop | Online | Corona | Riverside | CA | 92882 | 33.8911 | -117.5888 | SunE W12DG-C, LLC | 20 | Category 1 | 0.999 | 1.95 |  | 2012-10-31 | 2013-02-04
Southern California Edison (SC) | PV PPA Programs | 2013 | RE Tranquillity LLC | Solar PV - Ground mount | Online | Tranquillity | Fresno | CA | 93608 | 36.5769 | -120.3942 | RE Tranquillity LLC | 15 | Category 1 | 205.296 | 573.916 |  | 2014-10-28 | 2015-03-13
Southern California Edison (SC) | Renewable Auction Mechanism (RAM) | 2014 | RE Garland A, LLC | Solar PV - Rooftop | Online | Rosamond | Kern | CA | 93560 | 34.8215 | -118.4974 | Recurrent Energy | 20 | Category 1 | 20 | 61.71 | RAM 5 | 2014-11-06 | 2015-01-21
Southern California Edison (SC) | PPA - Solicitation | 2015 | RE Garland, LLC | Solar PV - Ground mount | Online | Rosamond | Kern | CA | 93560 | 34.8253 | -118.525 | RE Garland LLC | 15 | Category 1 | 186.96 | 574.15
Southern California Edison (SC) | FIT - SB1122 (FIT - BioMAT) | 2018 | Central CA Fuel Cell 2 | Biogas | Online | Tulare | Tulare | CA | 93274 | 36.183 | -119.3737 | Central CA Fuel Cell 2, LLC | 20 | Category 1 | 2.8 | 21
Southern California Edison (SC) | BioRAM (Bio Energy/Mass) | 2021 | Long Beach Trigen, LLC | Biogas | Online | Long Beach | Los Angeles | CA | 90813 | 33.781 | -118.2221 | Long Beach Trigen, LLC | 20 | Category 1 | 2.3 | 13.0214
Southern California Edison (SC) | FIT - SB1122 (FIT - BioMAT) | 2019 | Santa Barbara County Public Works | Biogas | Online | Goleta | Santa Barbara | CA | 93117 | 34.4822 | -120.1233 | Santa Barbara County Public Works | 20 | Category 1 | 1.99 | 18
Southern California Edison (SC) | FIT - SB1122 (FIT - BioMAT) | 2022 | San Bernardino Biogas Power Facility | Biogas | In Development | San Bernardino | San Bernardino | CA | 92407 | 34.173 | -117.346 | Organic Energy Solutions, LLC | 20 | Category 1 | 2.6 | 20
Southern California Edison (SC) | PPA - Solicitation | 2006 | Terra-Gen Dixie Valley, LLC (f/k/a 3011) | Geothermal | Online | Fallon | Churchill County | NV | 89407 | 39.9656 | -117.8559 | Terra-Gen Dixie Valley, LLC | 20 | Category 0 | 53 | 417.85 |  | 2007-07-13 | 2008-03-13
Southern California Edison (SC) | FIT - ReMAT | 2013 | California Water Service Company (PV Station 37) | Small hydro | Online | Rancho Palos Verdes | Los Angeles | CA | 90275 | 33.7602 | -118.3781 | California Water Service Company | 20 | Category 1 | 0.325 | 0.42
Southern California Edison (SC) | FIT - ReMAT | 2013 | Morgan Lancaster I, LLC | Solar PV - Ground mount | Online | Lancaster | Los Angeles | CA | 93535 | 34.6626 | -118.0845 | Morgan Lancaster I, LLC | 20 | Category 1 | 1.5 | 4.73
Southern California Edison (SC) | PV PPA Programs | 2013 | Park Meridian 1 | Solar PV - Rooftop | Online | Riverside | Riverside | CA | 92518 | 33.8963 | -117.2841 | Kona Solar LLC | 20 | Category 1 | 1.49 | 3.05 |  | 2014-03-18 | 2014-05-12
Southern California Edison (SC) | PV PPA Programs | 2013 | Terra Francesco 1 | Solar PV - Rooftop | Online | Ontario | San Bernardino | CA | 92824 | 34.0395 | -117.6043 | Kona Solar LLC | 20 | Category 1 | 1.49 | 2.99 |  | 2014-03-18 | 2014-05-12
Southern California Edison (SC) | PV PPA Programs | 2013 | Rancho Cucamonga Distribution Center 1 | Solar PV - Rooftop | Online | Rancho Cucamonga | San Bernardino | CA | 91730 | 34.1003 | -117.5524 | Kona Solar LLC | 20 | Category 1 | 1.75 | 3.44 |  | 2014-03-18 | 2014-05-12
Southern California Edison (SC) | Renewable Auction Mechanism (RAM) | 2014 | Portal Ridge Solar B, LLC | Solar PV - Ground mount | Online | Lancaster | Los Angeles | CA | 93536 | 34.7167 | -118.2799 | Portal Ridge Solar B, LLC | 20 | Category 1 | 20 | 47.62 | RAM 5 | 2014-11-06 | 2015-01-21
Southern California Edison (SC) | PPA - Solicitation | 2015 | Willow Springs Solar, LLC | Solar PV - Ground mount | Online | Rosamond | Kern | CA | 93560 | 34.84 | -118.325 | D.E. Shaw | 15 | Category 1 | 108 | 330 |  | 2015-12-23 | 2016-01-16
Southern California Edison (SC) | PPA - Solicitation | 2003 | Dillon Wind LLC (A&R) | Wind | Online | Palm Springs | Riverside | CA | 92258 | 33.9111 | -116.5628 | Dillon Wind LLC | 20 | Category 0 | 45 | 137.97 |  | 2006-08-31 | 2007-01-11
Southern California Edison (SC) | Renewable Auction Mechanism (RAM) | 2014 | San Gorgonio Westwinds II- Windustries, LLC (f/k/a 6058) | Wind | Online | Palm Springs | Riverside | CA | 92262 | 35.0958 | -118.3208 | Terra-Gen | 15 | Category 1 | 9.8 | 28.33 | RAM 5 | 2014-11-06 | 2015-01-21
Southern California Edison (SC) | PPA - Solicitation | 2015 | El Cabo Wind, LLC | Wind | Online | Near City of Estancia | Torrance | NM | 87009 | 34.5955 | -105.706 | Iberdrola | 20 | Category 1 | 298 | 1245.199 |  | 2016-02-09 | 2016-05-26
Southern California Edison (SC) | PPA - Solicitation | 2014 | Tule Wind LLC | Wind | Online | San Diego | San Diego | CA | 91905 | 32.773 | -116.29 | Tule Wind LLC | 15 | Category 1 | 132 | 380.892 |  |  | 2016-04-21
Southern California Edison (SC) | PPA - Solicitation | 2015 | Voyager Wind I, LLC | Wind | Online | Mojave | Kern | CA | 93561 | 35.0528 | -118.3105 | Terra-Gen | 15 | Category 1 | 132 | 439.4016 |  |  | 2016-04-21
Southern California Edison (SC) | Renewable Auction Mechanism (RAM) | 2014 | Cameron Ridge II, LLC (f/k/a 6091) | Wind | Online | Mojave | Kern | CA | 93501 | 35.075 | -118.3333 | Terra-Gen | 15 | Category 1 | 11.9 | 35.44 | RAM 5 | 2014-11-06 | 2015-01-21
Southern California Edison (SC) | FIT - ReMAT | 2015 | Yavi Energy (f/k/a 6052) | Wind | Online | Palm Springs | Riverside | CA | 92262 | 33.8912 | -116.5479 | Yavi Energy | 15 | Category 1 | 3 | 5.6
Pacific Gas and Electric (PG) | FIT - ReMAT | 2013 | Clover Flat LFG | Landfill gas | Online | Calistoga | Napa | CA | 94515 | 38.5762 | -122.5302 | Vista Corporation | 10 | Category 1 | 0.848 | 5.747
Pacific Gas and Electric (PG) | FIT - 1969 | 2010 | T&G Hydro | Small hydro | Online | Whitmore | Shasta | CA | 96096 | 40.6288 | -121.915 | Twin Valley Hydro | 20 | Category 0 | 0.52 | 2.596
Pacific Gas and Electric (PG) | FIT - SB1122 (FIT - BioMAT) | 2016 | Zero Waste Energy Development Company | Digester gas | Online | San Jose | Santa Clara | CA | 95134 | 37.4336 | -121.9512 | Zero Waste Energy Development Company LLC | 10 | Category 1 | 1.6 | 6.094
Pacific Gas and Electric (PG) | FIT - SB1122 (FIT - BioMAT) | 2017 | San Luis Obispo AD | Digester gas | Online | San Luis Obispo | San Luis Obispo | CA | 93401 | 35.2403 | -120.6512 | Kompogas SLO LLC | 20 | Category 1 | 0.853 | 3.544
Pacific Gas and Electric (PG) | FIT - SB1122 (FIT - BioMAT) | 2017 | ABEC #2 LLC | Digester gas | Online | Buttonwillow | Kern | CA | 93906 | 35.477 | -119.4341 | ABEC #2 LLC | 20 | Category 1 | 1 | 5.7
Pacific Gas and Electric (PG) | FIT - SB1122 (FIT - BioMAT) | 2017 | ABEC #3 LLC | Digester gas | Online | Bakersfield | Kern | CA | 93311 | 35.2144 | -119.2031 | ABEC #3 LLC | 20 | Category 1 | 1 | 5.1
Pacific Gas and Electric (PG) | FIT - SB1122 (FIT - BioMAT) | 2017 | ABEC #4 LLC | Digester gas | Online | Bakersfield | Kern | CA | 93311 | 35.1733 | -119.1155 | ABEC #4 LLC | 20 | Category 1 | 1 | 5.7
Pacific Gas and Electric (PG) | FIT - SB1122 (FIT - BioMAT) | 2018 | Verwey-Hanford Dairy Digester Genset #2 | Digester gas | Online | Hanford | Kings | CA | 93230 | 36.1822 | -119.6782 | Hanford Renewable Energy LLC | 20 | Category 1 | 1.028 | 5.8
Pacific Gas and Electric (PG) | FIT - SB1122 (FIT - BioMAT) | 2018 | Verwey-Hanford Dairy Digester III | Digester gas | Online | Hanford | Kings | CA | 93230 | 36.1823 | -119.6781 | Hanford Renewable Energy LLC | 20 | Category 1 | 1.028 | 5.8
Pacific Gas and Electric (PG) | FIT - SB1122 (FIT - BioMAT) | 2018 | Verwey Madera Dairy Digester Genset #2 | Digester gas | Online | Madera | Madera | CA | 93637 | 36.9339 | -120.3889 | Madera Renewable Energy LLC | 20 | Category 1 | 0.8
Pacific Gas and Electric (PG) | FIT - SB1122 (FIT - BioMAT) | 2018 | Diamond H Dairy Power | Digester gas | Online | Chowchilla | Madera | CA | 93610 | 37.011 | -120.3721 | Madera DP 2, LLC | 15 | Category 1 | 2 | 13.699
Pacific Gas and Electric (PG) | FIT - SB1122 (FIT - BioMAT) | 2019 | Abel Road Bioenergy | Biomass | Online | Williams | Colusa | CA | 95987 | 39.1458 | -122.1186 | ACC Renewable Resources, LLC | 20 | Category 1 | 3 | 19.7
Pacific Gas and Electric (PG) | FIT - SB1122 (FIT - BioMAT) | 2020 | Collins Pine Company | Biomass | Online | Chester | Plumas | CA | 96020 | 40.3024 | -121.2437 | Collins Pine Company | 20 | Category 1 | 3 | 21
Pacific Gas and Electric (PG) | FIT - 1969 | 2010 | Vecino Vineyards | Small hydro | Online | Potter Valley | Mendocino | CA | 95469 | 39.3523 | -123.122 | Vecino Vineyards LLC | 15 | Category 0 | 0.33 | 0.1
Pacific Gas and Electric (PG) | FIT - 1969 | 2008 | Santa Maria II | Landfill gas | Online | Santa Maria | Santa Barbara | CA | 93454 | 34.9482 | -120.38 | J&A Santa Maria II, LLC | 15 | Category 0 | 1.42 | 12.439
Pacific Gas and Electric (PG) | PPA - Bilateral | 2011 | ABEC Bidart-Old River | Digester gas | Online | Bakersfield | Kern | CA | 93311 | 35.1696 | -119.1056 | ABEC Bidart-Old River LLC | 15 | Category 1 | 1.84 | 12.95 |  | 2013-02-14 | 2013-06-27
Pacific Gas and Electric (PG) | PPA - Bilateral | 2009 | Potrero Hills Landfill | Landfill gas | Online | Suisun | Solano | CA | 94585 | 38.215 | -121.9845 | Potrero Hills Energy Producers, LLC | 25 | Category 0 | 6.784 | 47.545 |  | 2010-02-25 | 2011-08-22
Pacific Gas and Electric (PG) | PPA - Bilateral | 2009 | Sunshine Landfill | Landfill gas | Online | Sylmar | Los Angeles | CA | 91354 | 34.335 | -118.519 | Sunshine Gas Producers, LLC | 20 | Category 0 | 18.96 | 132.87 |  | 2010-02-25 | 2011-08-22
Pacific Gas and Electric (PG) | FIT - SB1122 (FIT - BioMAT) | 2018 | North Fork Community Power | Biomass | In Development | North Fork | Madera | CA | 93643 | 37.2343 | -119.4952 | North Fork Community Power, LLC | 20 | Category 1 | 2 | 12.5
Pacific Gas and Electric (PG) | FIT - SB1122 (FIT - BioMAT) | 2018 | Hat Creek Bioenergy, LLC | Biomass | In Development | Burney | Shasta | CA | 96013 | 40.9933 | -121.623 | Hat Creek Bioenergy, LLC | 20 | Category 1 | 2.88 | 19.7
Pacific Gas and Electric (PG) | BioRAM (Bio Energy/Mass) | 2016 | Burney Forest Products | Biomass | Online | Burney | Shasta | CA | 96013 | 40.879 | -121.727 | Burney Forest Products, A Joint Venture | 5 | Category 1 | 29 | 217.45 |  | 2020-06-09 | 2020-07-08
Pacific Gas and Electric (PG) | BioRAM (Bio Energy/Mass) | 2016 | Wheelabrator Shasta Energy Co, Inc | Biomass | Online | Anderson | Shasta | CA | 96007 | 40.4282 | -122.2754 | Shasta - Sustainable Resource Management, Inc. | 5 | Category 1 | 34 | 238.272 |  | 2020-09-18 | 2021-03-18
Pacific Gas and Electric (PG) | BioRAM (Bio Energy/Mass) | 2020 | Woodland Biomass | Biomass | Online | Woodland | Yolo | CA | 95776 | 38.679 | -121.773 | Woodland Biomass Power, LLC | 5 | Category 1 | 25 | 168.192 |  | 2020-10-27 | 2021-04-15
Pacific Gas and Electric (PG) | FIT - SB1122 (FIT - BioMAT) | 2021 | Camptonville Biopower 1 | Biomass | In Development | Dobbins | Yuba | CA | 95935 | 39.3651 | -121.1659 | Forest Biomass Business Center, Inc. | 20 | Category 1 | 3 | 20.5
Pacific Gas and Electric (PG) | FIT - SB1122 (FIT - BioMAT) | 2021 | Engeman SVRC Energy | Biomass | In Development | Arbuckle | Colusa | CA | 95912 | 38.9587 | -122.0175 | Engeman SVRC Green Energy, LP | 20 | Category 1 | 3 | 24.9325
Pacific Gas and Electric (PG) | FIT - SB1122 (FIT - BioMAT) | 2023 | Blue Mountain Electric Company | Biomass | In Development | Wilseyville | Calaveras | CA | 95257 | 38.3774 | -120.5122 | Blue Mountain Electric Company LLC | 20 | Category 1 | 3 | 21.593
Pacific Gas and Electric (PG) | FIT - 1969 | 2009 | Ortigalita Power Company | Biomass | Online | Merced | Merced | CA | 95348 | 37.3349 | -120.528 | Ortigalita Power Company LLC | 15 | Category 0 | 0.75 | 5.585
Pacific Gas and Electric (PG) | Renewable Auction Mechanism (RAM) | 2012 | Mammoth G1 | Geothermal | Online | Mammoth Lakes | Mono | CA | 93546 | 37.645 | -118.914 | Mammoth Three LLC | 20 | Category 1 | 7.5 | 52.82 | RAM 2 | 2012-09-28 | 2012-11-09
Pacific Gas and Electric (PG) | Renewable Auction Mechanism (RAM) | 2011 | Mammoth G3 | Geothermal | Online | Mammoth Lakes | Mono | CA | 93546 | 37.6454 | -118.909 | Mammoth One LLC | 20 | Category 1 | 14 | 98.51 | RAM 1 | 2012-03-30 | 2012-05-02
Pacific Gas and Electric (PG) | PPA - Solicitation | 1994 | Etiwanda - Metropolitan Water District (MWD) | Small hydro | Online | Rancho Cucamonga | San Bernardino | CA | 91739 | 34.0915 | -117.5238 | The Metropolitan Water District of Southern California | 999 | Category 0 | 24 | 37
Pacific Gas and Electric (PG) | Renewable Auction Mechanism (RAM) | 2013 | Kekawaka Creek Hydroelectric Facility | Small hydro | Online | Zenia | Trinity and Humboldt | CA | 95595 | 40.17 | -123.643 | STS Hydropower, LLC | 20 | Category 1 | 5.5 | 13.26 | RAM 4 | 2013-11-15 | 2014-01-28
Pacific Gas and Electric (PG) | FIT - ReMAT | 2013 | Digger Creek Hydro | Small hydro | Online | Manton | Tehama | CA | 96059 | 40.4355 | -121.7345 | Ken Link | 10 | Category 1 | 0.65 | 3.5
Pacific Gas and Electric (PG) | FIT - ReMAT | 2013 | Cedar Flat | Small hydro | Online | Burnt Ranch | Trinity | CA | 95527 | 40.7895 | -123.4412 | Hudson Power LLC | 15 | Category 1 | 0.3 | 1.1
Pacific Gas and Electric (PG) | FIT - ReMAT | 2013 | Clover Leaf | Small hydro | Online | Oak Run | Shasta | CA | 96069 | 40.703 | -121.9333 | Constantino Clover Creek Hydro Plant, LLC | 15 | Category 1 | 0.2 | 0.8
Pacific Gas and Electric (PG) | FIT - ReMAT | 2013 | McFadden Hydroelectric Facility | Small hydro | Online | Potter Valley | Mendocino | CA | 95469 | 39.3587 | -123.1291 | Eugene J M McFadden | 20 | Category 1 | 0.356 | 1.446
Pacific Gas and Electric (PG) | FIT - ReMAT | 2013 | Baker Creek Hydroelectric Project | Small hydro | Online | Bridgeville | Humboldt | CA | 95526 | 40.5264 | -123.7256 | Baker Station Associates, L.P. | 20 | Category 1 | 1.495 | 4.25
Pacific Gas and Electric (PG) | FIT - ReMAT | 2013 | Water Wheel Ranch | Small hydro | Online | Round Mountain | Shasta | CA | 96084 | 40.7841 | -121.8979 | Water Wheel Ranch | 10 | Category 1 | 0.975 | 3.88
Pacific Gas and Electric (PG) | FIT - ReMAT | 2013 | Salmon Creek Hydroelectric Project | Small hydro | Online | Sierra City | Sierra | CA | 96125 | 39.6082 | -120.6086 | Salmon Creek Hydroelectric Company, LLC | 20 | Category 1 | 0.52 | 2.29
Pacific Gas and Electric (PG) | FIT - ReMAT | 2014 | Mill Sulphur Creek Project | Small hydro | Online | Dinsmore | Humboldt | CA | 95526 | 40.4847 | -123.588 | Mill & Sulphur Creek Power Plant LP | 20 | Category 1 | 0.995 | 2.45
Pacific Gas and Electric (PG) | FIT - ReMAT | 2014 | Site 1174 (Madera Chowchilla) | Small hydro | Online | Chowchilla | Madera | CA | 93610 | 37.0723 | -119.9492 | Madera Chowchilla Water & Power Authority | 15 | Category 1 | 0.563 | 2.3798
Pacific Gas and Electric (PG) | FIT - ReMAT | 2014 | Site 980 (Madera Chowchilla) | Small hydro | Online | Madera | Madera | CA | 93638 | 37.0568 | -119.8997 | Madera Chowchilla Water & Power Authority | 15 | Category 1 | 1.835 | 7.0078
Pacific Gas and Electric (PG) | FIT - ReMAT | 2014 | Site 1923 (Madera Chowchilla) | Small hydro | Online | Chowchilla | Madera | CA | 93610 | 37.1581 | -120.1216 | Madera Chowchilla Water & Power Authority | 15 | Category 1 | 0.916 | 2.8778
Pacific Gas and Electric (PG) | FIT - ReMAT | 2014 | Site 1302 (Madera Chowchilla) | Small hydro | Online | Chowchilla | Madera | CA | 93610 | 37.0754 | -119.9894 | Madera Chowchilla Water & Power Authority | 15 | Category 1 | 0.424 | 1.005
Pacific Gas and Electric (PG) | FIT - 1969 | 2012 | Calaveras PUD-Hydro #1 | Small hydro | Online | Glencoe | Calaveras | CA | 95246 | 38.3373 | -120.6131 | Calaveras Public Utility District | 20 | Category 1 | 0.09 | 0.4
Pacific Gas and Electric (PG) | FIT - 1969 | 2012 | Calaveras PUD-Hydro #2 | Small hydro | Online | Mokelumne Hill | Calaveras | CA | 95245 | 38.3116 | -120.6616 | Calaveras Public Utility District | 20 | Category 1 | 0.09 | 0.4
Pacific Gas and Electric (PG) | FIT - 1969 | 2012 | Calaveras PUD-Hydro #3 | Small hydro | Online | Mokelumne Hill | Calaveras | CA | 95245 | 38.2577 | -120.7167 | Calaveras Public Utility District | 20 | Category 1 | 0.09 | 0.4
Pacific Gas and Electric (PG) | PPA - Bilateral | 1981 | Solano Irrigation District (SID) | Small hydro | Online | Napa | Napa | CA | 94558 | 38.5123 | -122.104 | Solano Irrigation District (SID) | 50 | Category 0 | 11.9 | 32.82
Pacific Gas and Electric (PG) | FIT - ReMAT | 2015 | Goose Valley Hydro | Small hydro | Online | Burney | Shasta | CA | 96013 | 40.9221 | -121.7245 | Goose Valley Farming LLC | 20 | Category 1 | 0.28 | 0.79471
Pacific Gas and Electric (PG) | FIT - ReMAT | 2015 | Lassen Station Hydro | Small hydro | Online | Pulga | Butte | CA | 95965 | 39.8264 | -121.4218 | Lassen Station Hydroelectric, LP | 20 | Category 1 | 0.995 | 3.42
Pacific Gas and Electric (PG) | FIT - ReMAT | 2017 | Angels Powerhouse | Small hydro | Online | Angels Camp | Calaveras | CA | 95222 | 38.0719 | -120.5394 | Utica Water and Power Authority | 20 | Category 1 | 1 | 6.205
Pacific Gas and Electric (PG) | FIT - ReMAT | 2015 | Rock Creek | Small hydro | Online | Placerville | El Dorado | CA | 95667 | 38.7835 | -120.7785 | Rock Creek Hydro, LLC | 20 | Category 1 | 2.796 | 6.324
Pacific Gas and Electric (PG) | QF CHP | 2019 | Olsen Power Partners | Small hydro | Online | Whitmore | Shasta | CA | 96096 | 40.6374 | -120.928 | Olsen Power Partners | 7 | Category 1 | 5.5 | 16.56 |  | 2020-07-30
Pacific Gas and Electric (PG) | FIT - ReMAT | 2021 | Kings River Syphon | Small hydro | Online | Sanger | Fresno | CA | 93657 | 36.7645 | -119.4419 | Orange Cove Irrigation District | 20 | Category 1 | 0.6 | 1.2
Pacific Gas and Electric (PG) | FIT - ReMAT | 2021 | Fishwater Release | Small hydro | Online | Friant | Fresno | CA | 93626 | 36.9989 | -119.7046 | Orange Cove Irrigation District | 20 | Category 1 | 0.52 | 3.275
Pacific Gas and Electric (PG) | FIT - ReMAT | 2021 | Ponderosa Bailey Hydroelectric Project | Small hydro | Online | Manton | Shasta | CA | 96059 | 40.458 | -121.8426 | Snow Mountain Hydro LLC | 20 | Category 1 | 1.15 | 2.31
Pacific Gas and Electric (PG) | FIT - ReMAT | 2021 | Murphys Powerhouse | Small hydro | Online | Murphys | Calaveras | CA | 95247 | 38.1471 | -120.4464 | Utica Water and Power Authority | 20 | Category 1 | 3 | 13
Pacific Gas and Electric (PG) | FIT - 1969 | 2012 | Jackson Valley Irrigation District | Small hydro | Online | Ione | Amador | CA | 95640 | 38.3024 | -120.8978 | Jackson Valley Irrigation District | 20 | Category 1 | 0.455 | 2.3
Pacific Gas and Electric (PG) | FIT - 1969 | 2011 | Cox Ave Hydro | Small hydro | Online | Saratoga | Santa Clara | CA | 95070 | 37.2829 | -122.0191 | San Jose Water Company | 20 | Category 1 | 0.112 | 0.6
Pacific Gas and Electric (PG) | PPA - Bilateral | 2009 | Three Forks Water Power Project | Small hydro | Online | Zenia | Trinity | CA | 95511 | 40.1715 | -123.4433 | Norman Ross Burgess | 20 | Category 0 | 1.625 | 8 |  | 2010-12-10 | 2011-09-26
Pacific Gas and Electric (PG) | PPA - Bilateral | 2008 | Big Creek Waterworks | Small hydro | Online | Hyampom | Trinity | CA | 96046 | 40.6468 | -123.498 | Big Creek Water Works, Ltd. | 20 | Category 0 | 4.8 | 8 |  | 2009-12-11 | 2010-04-12
Pacific Gas and Electric (PG) | FIT - 1969 | 2008 | Buckeye Hydroelectric Project | Small hydro | Online | Georgetown | El Dorado | CA | 95634 | 38.9247 | -120.812 | Tunnel Hill Hydro LLC | 20 | Category 1 | 0.4 | 1.997
Pacific Gas and Electric (PG) | FIT - 1969 | 2008 | Tunnel Hill Hydroelectric Project | Small hydro | Online | Georgetown | El Dorado | CA | 95634 | 38.9438 | -120.722 | Tunnel Hill Hydro LLC | 20 | Category 0 | 0.6 | 2.996
Pacific Gas and Electric (PG) | FIT - 1969 | 2013 | PCWA- Lincoln Metering and Hydroelectric Station | Small hydro | Online | Lincoln | Placer | CA | 95648 | 38.8508 | -121.2318 | Placer County Water Agency | 20 | Category 1 | 0.32 | 1.62
Pacific Gas and Electric (PG) | FIT - 1969 | 2013 | Greenlight - Peacock Solar Project | Solar PV - Ground mount | Online | Orosi | Tulare | CA | 93647 | 36.5559 | -119.2486 | GL Peacock, LLC | 20 | Category 1 | 0.999 | 1.3986
Pacific Gas and Electric (PG) | FIT - 1969 | 2013 | imMODO- Lemoore 1 | Solar PV - Ground mount | Online | Lemoore | Kings | CA | 93245 | 36.2576 | -119.7989 | Lemoore PV 1, LLC | 20 | Category 1 | 1.5 | 2.1
Pacific Gas and Electric (PG) | FIT - 1969 | 2013 | 2154 Foote | Solar PV - Ground mount | Online | Biggs | Butte | CA | 95917 | 39.4502 | -121.6572 | Oroville Solar, LLC | 20 | Category 1 | 0.25 | 0.35
Pacific Gas and Electric (PG) | FIT - 1969 | 2013 | 2192 Ramirez | Solar PV - Ground mount | Online | Corning | Tehama | CA | 96021 | 39.9346 | -122.2083 | Oroville Solar, LLC | 20 | Category 1 | 0.5 | 0.7
Pacific Gas and Electric (PG) | FIT - 1969 | 2013 | Bakersfield 111 | Solar PV - Ground mount | Online | Bakersfield | Kern | CA | 93307 | 35.3138 | -118.9854 | Bakersfield 111 LLC | 20 | Category 1 | 1.4 | 1.96
Pacific Gas and Electric (PG) | Renewable Auction Mechanism (RAM) | 2013 | Woodmere Solar Farm | Solar PV - Ground mount | Online | Bakersfield | Kern | CA | 93307 | 35.2965 | -118.843 | 87RL 8ME LLC | 20 | Category 1 | 15 | 32.92 | RAM 4 | 2013-11-15 | 2014-01-28
Pacific Gas and Electric (PG) | FIT - ReMAT | 2013 | Putah Creek Solar Farms | Solar PV - Ground mount | Online | Winters | Yolo | CA | 95694 | 38.522 | -121.9949 | Putah Creek Solar Farms LLC | 20 | Category 1 | 2 | 4.323
Pacific Gas and Electric (PG) | FIT - ReMAT | 2013 | NDP1 | Solar PV - Ground mount | Online | Dos Palos | Merced | CA | 93620 | 37.0573 | -120.6491 | Sun Harvest Solar, LLC | 20 | Category 1 | 1.5 | 2.692
Pacific Gas and Electric (PG) | QF Standard Contract | 1985 | Olsen Power Partners | Small hydro | Expired | Whitmore | Shasta | CA | 96096 | 40.6374 | -120.928 | Olsen Power Partners | 30 | Category 0 | 5 | 8.8
Pacific Gas and Electric (PG) | FIT - ReMAT | 2014 | 2184 Gruber | Solar PV - Ground mount | Online | Orland | Glenn | CA | 95963 | 39.699 | -122.1762 | Adapture CA2, LLC | 20 | Category 1 | 1.5 | 3.407
Pacific Gas and Electric (PG) | PPA - Solicitation | 2006 | CalRenew-1 | Solar PV - Ground mount | Online | Mendota | Fresno | CA | 93640 | 36.7578 | -120.3661 | CalRENEW-1 LLC | 20 | Category 0 | 5 | 9 |  | 2014-08-08 | 2015-01-15
Pacific Gas and Electric (PG) | FIT - ReMAT | 2014 | 2105 Hart | Solar PV - Ground mount | Online | Corning | Tehama | CA | 96021 | 39.9258 | -122.1311 | Oroville Solar, LLC | 20 | Category 1 | 0.498 | 0.994
Pacific Gas and Electric (PG) | Renewable Auction Mechanism (RAM) | 2014 | Portal Ridge Solar C Project | Solar PV - Ground mount | Online | Lancaster | Los Angeles | CA | 93536 | 34.2872 | -118.71 | Portal Ridge Solar C, LLC | 20 | Category 1 | 11.4 | 29.7 | RAM 5 | 2014-11-21 | 2014-12-21
Pacific Gas and Electric (PG) | Renewable Auction Mechanism (RAM) | 2014 | CED Oro Loma Solar Project A | Solar PV - Ground mount | Online | Unincorporated Fresno County | Fresno | CA | 93620 | 36.8752 | -120.6517 | CED Oro Loma Solar, LLC | 20 | Category 1 | 10 | 25.91 | RAM 5 | 2014-11-21 | 2014-12-21
Pacific Gas and Electric (PG) | Renewable Auction Mechanism (RAM) | 2014 | Sunray 2 | Solar PV - Ground mount | Online | Daggett | San Bernardino | CA | 92327 | 34.8674 | -116.8253 | Sunray Energy 2, LLC | 20 | Category 1 | 20 | 51.36 | RAM 5 | 2014-11-21 | 2014-12-21
Pacific Gas and Electric (PG) | Renewable Auction Mechanism (RAM) | 2014 | Avenal Solar Project A | Solar PV - Ground mount | Online | Avenal | Kings | CA | 93204 | 35.9964 | -120.1406 | CED Avenal Solar, LLC | 20 | Category 1 | 7.9 | 19.71 | RAM 5 | 2014-11-21 | 2014-12-21
Pacific Gas and Electric (PG) | Renewable Auction Mechanism (RAM) | 2014 | CED Oro Loma Solar Project B | Solar PV - Ground mount | Online | Unincorporated Fresno County | Fresno | CA | 93620 | 36.8752 | -120.6517 | CED Oro Loma Solar, LLC | 20 | Category 1 | 10 | 25.91 | RAM 5 | 2014-11-21 | 2014-12-21
Pacific Gas and Electric (PG) | Renewable Auction Mechanism (RAM) | 2014 | Avenal Solar Project B | Solar PV - Ground mount | Online | Avenal | Kings | CA | 93204 | 35.9964 | -120.1406 | CED Avenal Solar, LLC | 20 | Category 1 | 7.9 | 19.71 | RAM 5 | 2014-11-21 | 2014-12-21
Pacific Gas and Electric (PG) | PV PPA Programs | 2014 | CED Corcoran Solar 3 | Solar PV - Ground mount | Online | Corcoran | Kings | CA | 93230 | 36.1504 | -119.5885 | CED Corcoran Solar 3, LLC | 20 | Category 1 | 20 | 49.23 |  | 2015-04-20 | 2015-05-20
Pacific Gas and Electric (PG) | PV PPA Programs | 2014 | Westside Solar | Solar PV - Ground mount | Online | Unincorporated Fresno County | Fresno | CA | 93294 | 36.379 | -120.138 | Westside Solar, LLC | 20 | Category 1 | 20 | 55.25 |  | 2015-04-20 | 2015-05-20
Pacific Gas and Electric (PG) | PV PPA Programs | 2014 | Aspiration Solar G | Solar PV - Ground mount | Online | Tranquility | Fresno | CA | 93608 | 36.55 | -120.3484 | Aspiration Solar G LLC | 20 | Category 1 | 9 | 23.28 |  | 2015-04-20 | 2015-05-20
Pacific Gas and Electric (PG) | PPA - Solicitation | 2015 | Bakersfield PV 1 | Solar PV - Ground mount | Online | Bakersfield | Kern | CA | 93304 | 35.3259 | -118.9782 | Bakersfield PV 1, LLC | 20 | Category 1 | 5.25 | 12.938 |  | 2016-01-22 | 2016-02-21
Pacific Gas and Electric (PG) | PV PPA Programs | 2015 | Bayshore Solar A | Solar PV - Ground mount | Online | Lancaster | Los Angeles | CA | 93536 | 34.6667 | -118.2993 | Bayshore Solar A, LLC | 20 | Category 1 | 20 | 57.0178 |  | 2016-01-22 | 2016-02-21
Pacific Gas and Electric (PG) | PV PPA Programs | 2015 | Bayshore Solar B | Solar PV - Ground mount | Online | Lancaster | Los Angeles | CA | 93536 | 34.6593 | -118.3044 | Bayshore Solar B, LLC | 20 | Category 1 | 20 | 57.0178 |  | 2016-01-22 | 2016-02-21
Pacific Gas and Electric (PG) | PV PPA Programs | 2015 | Bayshore Solar C | Solar PV - Ground mount | Online | Lancaster | Los Angeles | CA | 93536 | 34.6737 | -118.3203 | Bayshore Solar C, LLC | 20 | Category 1 | 20 | 57.0178 |  | 2016-01-22 | 2016-02-21
Pacific Gas and Electric (PG) | PPA - Solicitation | 2015 | Winter Wheat | Solar PV - Ground mount | Online | San Joaquin | Fresno | CA | 93660 | 36.5261 | -120.1473 | GASNA 36P, LLC | 20 | Category 1 | 1.5 | 3.723 |  | 2016-01-22 | 2016-02-21
Pacific Gas and Electric (PG) | Renewable Auction Mechanism (RAM) | 2015 | Summer Wheat | Solar PV - Ground mount | Online | San Joaquin | Fresno | CA | 93660 | 36.5261 | -120.1473 | GASNA 6P, LLC | 20 | Category 1 | 19.24 | 49.782 | RAM 6 | 2016-01-22 | 2016-02-21
Pacific Gas and Electric (PG) | PPA - Solicitation | 2015 | Bakersfield Industrial 1 | Solar PV - Ground mount | Online | Bakersfield | Kern | CA | 93307 | 35.3298 | -118.993 | Bakersfield Industrial PV 1, LLC | 20 | Category 1 | 1 | 2.33 |  | 2016-01-22 | 2016-02-21
Pacific Gas and Electric (PG) | PPA - Solicitation | 2015 | Delano Land 1 | Solar PV - Ground mount | Online | McFarland | Kern | CA | 93250 | 35.7592 | -119.3482 | Delano PV 1, LLC | 20 | Category 1 | 1 | 2.6206 |  | 2016-01-22 | 2016-02-21
Pacific Gas and Electric (PG) | PPA - Solicitation | 2015 | Manteca Land 1 | Solar PV - Ground mount | Online | Manteca | San Joaquin | CA | 95336 | 37.8404 | -121.2168 | Manteca PV 1, LLC | 20 | Category 1 | 1 | 1.9761 |  | 2016-01-22 | 2016-02-21
Pacific Gas and Electric (PG) | PPA - Solicitation | 2015 | Merced 1 | Solar PV - Ground mount | Online | Los Banos | Merced | CA | 93635 | 36.9894 | -120.878 | GL Merced 2, LLC | 20 | Category 1 | 3 | 6.233 |  | 2016-01-22 | 2016-02-21
Pacific Gas and Electric (PG) | PPA - Solicitation | 2015 | RE Tranquillity 8 Amarillo | Solar PV - Ground mount | Online | Cantua Creek | Fresno | CA | 93608 | 36.573 | -120.408 | Great Valley Solar 4, LLC | 17 | Category 1 | 20 | 55.951 |  | 2016-01-22 | 2016-02-21
Pacific Gas and Electric (PG) | PV PPA Programs | 2015 | Java Solar | Solar PV - Ground mount | Online | Lemoore | Kings | CA | 93245 | 36.2343 | -119.8132 | Java Solar, LLC | 17 | Category 1 | 13.5 | 34.459 |  | 2016-01-22 | 2016-02-21
Pacific Gas and Electric (PG) | PPA - Solicitation | 2016 | 54KR 8me LLC | Solar PV - Ground mount | Online | Bakersfield | Kern | CA | 93307 | 35.3141 | -118.8119 | 54KR 8me LLC | 20 | Category 1 | 20 | 52.0977 |  | 2016-01-22 | 2016-02-21
Pacific Gas and Electric (PG) | FIT - ReMAT | 2016 | Madera 1 | Solar PV - Ground mount | Online | Chowchilla | Madera | CA | 93610 | 37.0542 | -120.1668 | GL Madera, LLC | 20 | Category 1 | 1.5 | 3.9293
Pacific Gas and Electric (PG) | FIT - ReMAT | 2017 | Eagle Solar | Solar PV - Ground mount | Online | Taft | Kern | CA | 93268 | 35.2149 | -119.3952 | Apex Eagle Creek, LLC | 20 | Category 1 | 3 | 7.49
Pacific Gas and Electric (PG) | Renewable Auction Mechanism (RAM) | 2016 | RE Gaskell West 3 | Solar PV - Ground mount | Online | Rosamond | Kern | CA | 93560 | 34.833 | -118.546 | RE Gaskell West 3 LLC | 15 | Category 1 | 20 | 60.4559 | RAM 7 | 2017-09-28 | 2017-11-21
Pacific Gas and Electric (PG) | Renewable Auction Mechanism (RAM) | 2016 | RE Gaskell West 4 | Solar PV - Ground mount | Online | Rosamond | Kern | CA | 93560 | 34.833 | -118.546 | RE Gaskell West 3 LLC | 15 | Category 1 | 20 | 60.4559 | RAM 7 | 2017-09-28 | 2017-11-21
Pacific Gas and Electric (PG) | Renewable Auction Mechanism (RAM) | 2016 | RE Gaskell West 5 | Solar PV - Ground mount | Online | Rosamond | Kern | CA | 93560 | 34.833 | -118.546 | RE Gaskell West 3 LLC | 15 | Category 1 | 20 | 60.4559 | RAM 7 | 2017-09-28 | 2017-11-21
Pacific Gas and Electric (PG) | PPA - Solicitation | 2020 | Beard | Solar PV - Ground mount | Terminated | Taft | Kern | CA | 93268 | 35.142556695303405 | -119.4473 | Beard Solar, LLC | 20 | Category 1 | 2.25 | 6.0831 |  | 2020-11-09 | 2020-12-09 |  |  | 2024-04-22
Pacific Gas and Electric (PG) | PPA - Solicitation | 2020 | Rocha | Solar PV - Ground mount | Terminated | Bakersfield | Kern | CA | 93307 | 35.28893177757164 | -118.8785 | Rocha Solar, LLC | 20 | Category 1 | 2 | 4.9211 |  | 2020-11-09 | 2020-12-09 |  |  | 2024-04-22
Pacific Gas and Electric (PG) | PPA - Solicitation | 2020 | Gonzalez | Solar PV - Ground mount | Terminated | Reedley | Fresno | CA | 93654 | 36.60281441636605 | -119.379 | Gonzalez Solar, LLC | 20 | Category 1 | 1.75 | 4.3498 |  | 2020-11-09 | 2020-12-09 |  |  | 2024-04-22
Pacific Gas and Electric (PG) | PPA - Solicitation | 2020 | Highway 43 | Solar PV - Ground mount | In Development | Shafter | Kern | CA | 93263 | 35.52721088023565 | -119.3067 | Currumbin Solar, LLC | 20 | Category 1 | 2.25 | 6.0486 |  | 2020-11-09 | 2020-12-09
Pacific Gas and Electric (PG) | PPA - Solicitation | 2020 | Kern Sunset | Solar PV - Ground mount | In Development | Bakersfield | Kern | CA | 93707 | 35.2208 | -118.9182 | Weedpatch Solar, LLC | 20 | Category 1 | 2.4 | 6.0548 |  | 2020-11-09 | 2020-12-09
Pacific Gas and Electric (PG) | PPA - Solicitation | 2021 | Fresno Disadvantaged Community Solar Project | Solar PV - Ground mount | In Development | Fresno | Fresno | CA | 93706 | 36.6955 | -119.8851 | Fresno Community Solar Developers, LLC | 20 | Category 1 | 10 | 28.221 |  | 2021-06-18 | 2021-07-18
Pacific Gas and Electric (PG) | PPA - Solicitation | 2021 | Tulare CSG LLC | Solar PV - Ground mount | In Development | Corcoran | Kings | CA | 93212 | 35.9887 | -119.4781 | Tulare CSG LLC | 20 | Category 1 | 3 | 8.426 |  | 2021-06-18 | 2021-07-18
Pacific Gas and Electric (PG) | PPA - Solicitation | 2021 | Nachtigall | Solar PV - Ground mount | In Development | Wasco | Kern | CA | 93280 | 35.6077 | -119.3287 | Nachtigall Solar, LLC | 20 | Category 1 | 4.66 | 12.8894 |  | 2021-06-18 | 2021-07-18
Pacific Gas and Electric (PG) | PPA - Solicitation | 2021 | Pistachio Road | Solar PV - Ground mount | In Development | Lost Hills | Kern | CA | 93249 | 35.7083 | -119.8909 | Twisselmen Solar, LLC | 20 | Category 1 | 4.79 | 13.96 |  | 2021-06-18 | 2021-07-18
Pacific Gas and Electric (PG) | PPA - Solicitation | 2021 | Terry | Solar PV - Ground mount | In Development | Wasco | Kern | CA | 93280 | 35.6052 | -119.3286 | Terry Solar, LLC | 20 | Category 1 | 4.66 | 12.8894 |  | 2021-06-18 | 2021-07-18
Pacific Gas and Electric (PG) | PPA - Solicitation | 2021 | Jaton LLC | Solar PV - Ground mount | In Development | Kettleman City | Kings | CA | 93239 | 35.5601 | -199.5128 | Community Solar Utica 1, LLC | 20 | Category 1 | 3 | 7.8105 |  | 2022-02-22 | 2022-04-05
Pacific Gas and Electric (PG) | PPA - Solicitation | 2021 | RPCA Solar 7, LLC | Solar PV - Ground mount | In Development | El Nido | Merced | CA | 95317 | 37.1249 | -120.4574 | RPCA Solar 7, LLC | 20 | Category 1 | 3 | 8.5711 |  | 2022-02-22 | 2022-04-05
Pacific Gas and Electric (PG) | PPA - Solicitation | 2021 | Kings CSG 3 LLC | Solar PV - Ground mount | In Development | Lemoore | Kings | CA | 93245 | 36.2492 | -119.8851 | Kings CSG 3 LLC | 20 | Category 1 | 3 | 7.9052 |  | 2022-02-22 | 2022-04-05
Pacific Gas and Electric (PG) | PPA - Solicitation | 2022 | RPCA Solar 6, LLC | Solar PV - Ground mount | In Development | Los Banos | Merced | CA | 93635 | 37.0003 | -120.93 | RPCA Solar 6, LLC | 20 | Category 1 | 5 | 13.47 |  | 2022-11-30 | 2022-12-30
Southern California Edison (SC) | QF Standard Contract | 1984 | Desert Winds I PPC Trust | Wind | Expired | Mojave | Kern | CA | 93501 | 35.075 | -118.2625 | Desert Winds I PPC Trust | 30 | Category 0 | 48 | 76.28
Pacific Gas and Electric (PG) | PPA - Solicitation | 2022 | RPCA Solar 1, LLC | Solar PV - Ground mount | In Development | Chowchilla | Madera | CA | 93610 | 37.1246 | -120.1768 | RPCA Solar 1, LLC | 20 | Category 1 | 5 | 13.64 |  | 2022-11-30 | 2022-12-30
Pacific Gas and Electric (PG) | PPA - Solicitation | 2022 | RPCA Solar 8, LLC | Solar PV - Ground mount | In Development | Firebaugh | Fresno | CA | 93622 | 36.8928 | -120.656 | RPCA Solar 8, LLC | 20 | Category 1 | 5 | 14.03 |  | 2022-11-30 | 2022-12-30
Pacific Gas and Electric (PG) | FIT - ReMAT | 2023 | Rio Vista RV and Boat Storage | Solar PV - Ground mount | In Development | Rio Vista | Solano | CA | 94571 | 38.1648 | -121.6832 | Rio Vista Executive Boat & RV Storage, LLC | 20 | Category 1 | 2.73 | 6.0724
Pacific Gas and Electric (PG) | FIT - ReMAT | 2023 | Pittsburg RV and Boat Storage | Solar PV - Ground mount | In Development | Pittsburg | Contra Costa | CA | 94565 | 38.0116 | -121.8448 | Pittsburg RV & Boat Storage LLC | 10 | Category 1 | 2.9 | 5.8682
Pacific Gas and Electric (PG) | FIT - ReMAT | 2023 | Tesoro Commons LLC | Solar PV - Ground mount | In Development | Manteca | San Joaquin | CA | 95337 | 37.7767 | -121.1872 | Tesoro Commons, LLC | 20 | Category 1 | 2.6 | 5.393
Pacific Gas and Electric (PG) | PPA - Solicitation | 2023 | Northern Orchard Solar | Solar PV - Ground mount | In Development | Taft | Kern | CA | 93268 | 35.12 | -119.28 | Northern Orchard Solar PV, LLC | 15 | Category 1 | 150 | 546.89 |  | 2023-09-13 | 2024-01-11
Pacific Gas and Electric (PG) | PPA - Solicitation | 2024 | Atlas Solar XI, LLC (Atlas South) | Solar PV - Ground mount | In Development | Salome | La Paz | AZ | 85348 | 33.1 | -114.6 | Atlas Solar XI, LLC | 15 | Category 1 | 200 | 569.47
Pacific Gas and Electric (PG) | PPA - Solicitation | 2024 | Atlas Solar XII, LLC (Atlas North 1 Solar) | Solar PV - Ground mount | In Development | Salome | La Paz | AZ | 85348 | 33.1 | -114.6 | Atlas Solar XII, LLC | 15 | Category 1 | 375 | 1076.53
Pacific Gas and Electric (PG) | PPA - Solicitation | 2024 | Atlas Solar XIII, LLC (Atlas North 2 Solar) | Solar PV - Ground mount | In Development | Salome | La Paz | AZ | 85348 | 33.1 | -114.6 | Atlas Solar XIII, LLC | 15 | Category 1 | 375 | 1076.53
Pacific Gas and Electric (PG) | FIT - ReMAT | 2024 | Gateway Solar RV & Boat Storage, LLC | Solar PV - Ground mount | In Development | Manteca | San Joaquin | CA | 95337 | 37.7845 | -121.277 | Gateway Solar RV & Boat Storage, LLC | 20 | Category 1 | 2.975 | 6.05
Pacific Gas and Electric (PG) | PPA - Solicitation | 2024 | Arlington Valley Solar Energy | Solar PV - Ground mount | In Development | Arlington | Maricopa | AZ | 85322 | 33.33 | -112.9 | Arlington Valley Solar Energy, LLC | 15 | Category 1 | 75 | 239.4334
Pacific Gas and Electric (PG) | FIT - 1969 | 2011 | Fresh Air Energy IV, LLC - Sonora 1 | Solar PV - Ground mount | Online | Jamestown | Tuolumne | CA | 95327 | 37.8887 | -120.542 | Fresh Air Energy IV, LLC | 20 | Category 1 | 1.5 | 2.098
Pacific Gas and Electric (PG) | FIT - 1969 | 2011 | Bear Creek Solar Project | Solar PV - Ground mount | Online | Lodi | San Joaquin | CA | 95240 | 38.1374 | -121.1507 | Bear Creek Solar, LLC | 20 | Category 1 | 1.5 | 2.1
Pacific Gas and Electric (PG) | PV PPA Programs | 2011 | Orion Solar | Solar PV - Ground mount | Online | Unincorporated Kern County | Kern | CA | 93203 | 35.1471 | -118.888 | Orion Solar I, LLC | 20 | Category 1 | 12 | 28 |  | 2011-07-20 | 2011-08-19
Pacific Gas and Electric (PG) | FIT - 1969 | 2011 | Fall River Mills Solar Project A | Solar PV - Ground mount | Online | Fall River Mills | Shasta | CA | 96028 | 41.0293 | -121.4209 | Ignite Solar Holdings 1, LLC | 20 | Category 1 | 1.5 | 2.1
Pacific Gas and Electric (PG) | FIT - 1969 | 2011 | Fall River Mills Solar Project B | Solar PV - Ground mount | Online | Fall River Mills | Shasta | CA | 96028 | 41.0315 | -121.424 | Ignite Solar Holdings 1, LLC | 20 | Category 1 | 1.5 | 2.1
Pacific Gas and Electric (PG) | FIT - 1969 | 2011 | Kingsburg 1 | Solar PV - Ground mount | Online | Kingsburg | Tulare | CA | 93631 | 36.5054 | -119.5438 | Tulare PV II LLC | 20 | Category 1 | 1.5 | 2.1
Pacific Gas and Electric (PG) | FIT - 1969 | 2011 | Kingsburg 2 | Solar PV - Ground mount | Online | Kingsburg | Tulare | CA | 93631 | 36.5054 | -119.5438 | Tulare PV II LLC | 20 | Category 1 | 1.5 | 2.1
Pacific Gas and Electric (PG) | FIT - 1969 | 2011 | Kingsburg 3 | Solar PV - Ground mount | Online | Kingsburg | Tulare | CA | 93631 | 36.5054 | -119.5438 | Tulare PV II LLC | 20 | Category 1 | 0.75 | 1.1
Pacific Gas and Electric (PG) | FIT - 1969 | 2011 | La Joya Del Sol #1 | Solar PV - Ground mount | Online | Fresno | Fresno | CA | 93706 | 36.6778 | -119.7998 | GASNA 16P, LLC | 20 | Category 1 | 1.5 | 2.1
Pacific Gas and Electric (PG) | PPA - Bilateral | 2009 | Mesquite Solar 1 | Solar PV - Ground mount | Online | Tonopah | Maricopa | AZ | 85354 | 33.334 | -112.919 | Mesquite Solar 1, LLC | 20 | Category 1 | 150 | 305 |  | 2010-10-12 | 2011-04-14
Pacific Gas and Electric (PG) | FIT - 1969 | 2011 | Nickel 1 | Solar PV - Ground mount | Online | Lost Hills | Kern | CA | 93249 | 35.6455 | -119.7209 | NLH 1 Solar, LLC | 20 | Category 1 | 1.5 | 2.098
Pacific Gas and Electric (PG) | FIT - 1969 | 2011 | Oakley Executive Solar Project | Solar PV - Ground mount | Online | Oakley | Contra Costa | CA | 94561 | 38.0006 | -121.7507 | Hayworth-Fabian LLC | 20 | Category 1 | 1.5 | 2.1
Pacific Gas and Electric (PG) | FIT - 1969 | 2011 | Alvares 2041 | Solar PV - Ground mount | Online | Red Bluff | Tehama | CA | 96080 | 40.1199 | -122.2238 | Alvares Renewables Projectco LLC | 20 | Category 1 | 0.25 | 0.4
Pacific Gas and Electric (PG) | FIT - 1969 | 2011 | Buzzelle | Solar PV - Ground mount | Online | Oroville | Butte | CA | 95965 | 39.3886 | -121.5656 | Buzzelle Renewables Projectco LLC | 20 | Category 1 | 0.999 | 1.4
Pacific Gas and Electric (PG) | FIT - 1969 | 2011 | Christensen | Solar PV - Ground mount | Online | Del Rey | Fresno | CA | 93616 | 36.6536 | -119.5733 | Christensen Renewables Projectco LLC | 20 | Category 1 | 0.999 | 1.4
Pacific Gas and Electric (PG) | FIT - 1969 | 2011 | Cotton | Solar PV - Ground mount | Online | Oroville | Butte | CA | 95966 | 39.4971 | -121.4525 | Cotton Renewables Projectco LLC | 20 | Category 1 | 0.999 | 1.4
Pacific Gas and Electric (PG) | FIT - 1969 | 2011 | Fitzjarrell | Solar PV - Ground mount | Online | Anderson | Shasta | CA | 96007 | 40.4653 | -122.4771 | Fitzjarrell Renewables Projectco LLC | 20 | Category 1 | 0.999 | 1.4
Pacific Gas and Electric (PG) | FIT - 1969 | 2011 | Harris | Solar PV - Ground mount | Online | Live Oak | Sutter | CA | 95953 | 39.2918 | -121.6699 | Harris Renewable Projectco LLC | 20 | Category 1 | 1.25 | 1.8
Pacific Gas and Electric (PG) | FIT - 1969 | 2011 | Helton | Solar PV - Ground mount | Online | Merced | Merced | CA | 95340 | 37.3518 | -120.5074 | Helton Renewables Projectco LLC | 20 | Category 1 | 1.5 | 2.1
Pacific Gas and Electric (PG) | FIT - 1969 | 2011 | Hill | Solar PV - Ground mount | Online | Templeton | San Luis Obispo | CA | 93465 | 35.5494 | -120.7987 | Hill Renewables Projectco LLC | 20 | Category 1 | 0.75 | 1.1
Pacific Gas and Electric (PG) | FIT - 1969 | 2011 | Jardine | Solar PV - Ground mount | Online | Paso Robles | San Luis Obispo | CA | 93446 | 35.6471 | -120.713 | Jardine Renewables Projectco LLC | 20 | Category 1 | 0.999 | 1.4
Pacific Gas and Electric (PG) | FIT - 1969 | 2011 | Jarvis | Solar PV - Ground mount | Online | Oroville | Butte | CA | 95966 | 39.3436 | -121.534 | Jarvis Renewables Projectco LLC | 20 | Category 1 | 0.999 | 1.4
Pacific Gas and Electric (PG) | FIT - 1969 | 2011 | Rogers | Solar PV - Ground mount | Online | Gerber | Tehama | CA | 96035 | 40.069 | -122.1888 | Rogers Renewables Projectco LLC | 20 | Category 1 | 0.25 | 0.35
Pacific Gas and Electric (PG) | FIT - 1969 | 2011 | Smotherman | Solar PV - Ground mount | Online | Marysville | Sutter | CA | 95901 | 39.0934 | -121.498 | Smotherman Renewables Projectco LLC | 20 | Category 1 | 0.25 | 0.35
Pacific Gas and Electric (PG) | FIT - 1969 | 2011 | Stroing | Solar PV - Ground mount | Online | Red Bluff | Tehama | CA | 96080 | 40.1821 | -122.3332 | Stroing Renewables Projectco LLC | 20 | Category 1 | 0.75 | 1.1
Pacific Gas and Electric (PG) | FIT - 1969 | 2011 | Terzian | Solar PV - Ground mount | Online | Reedley | Fresno | CA | 93654 | 36.6711 | -119.4131 | Terzian Renewables Projectco LLC | 20 | Category 1 | 1.25 | 1.8
Pacific Gas and Electric (PG) | PV PPA Programs | 2011 | Kansas South | Solar PV - Ground mount | Online | Lemoore | Kings | CA | 93245 | 36.2184 | -119.8292 | NRG Solar Kansas South LLC | 20 | Category 1 | 20 | 48.223 |  | 2011-07-20 | 2011-08-19
Pacific Gas and Electric (PG) | FIT - 1969 | 2011 | Enerparc CA1 | Solar PV - Ground mount | Online | Hollister | San Benito | CA | 95023 | 36.828 | -121.4013 | Enerparc CA1, LLC | 20 | Category 1 | 1.5 | 2.1
Pacific Gas and Electric (PG) | PV PPA Programs | 2011 | Westlands Solar Farms | Solar PV - Ground mount | Online | Huron | Fresno | CA | 93234 | 36.1417 | -120.0888 | Westlands Solar Farms LLC | 20 | Category 1 | 18 | 36 |  | 2011-07-20 | 2011-08-19
Pacific Gas and Electric (PG) | PPA - Bilateral | 2008 | Alpaugh North | Solar PV - Ground mount | Online | Alpaugh | Tulare | CA | 93201 | 35.8986 | -119.4453 | Alpaugh North, LLC | 25 | Category 0 | 20 | 33 |  | 2010-02-10 | 2010-11-19
Pacific Gas and Electric (PG) | PPA - Solicitation | 2008 | Alpaugh 50 | Solar PV - Ground mount | Online | Alpaugh | Tulare | CA | 93201 | 35.8986 | -119.445 | Alpaugh 50, LLC | 25 | Category 0 | 50 | 113 |  | 2010-02-10 | 2010-11-19
Pacific Gas and Electric (PG) | PPA - Solicitation | 2007 | Alpine Solar Project | Solar PV - Ground mount | Online | Lancaster | Los Angeles | CA | 93536 | 34.7978 | -118.5151 | Solar Alpine LLC | 20 | Category 0 | 66 | 140 |  | 2010-05-11 | 2010-09-02
Pacific Gas and Electric (PG) | PPA - Solicitation | 2008 | AV Solar Ranch One | Solar PV - Ground mount | Online | Lancaster | Los Angeles | CA | 93536 | 34.775 | -118.425 | AV Solar Ranch 1, LLC | 25 | Category 0 | 241.5 | 620.876 |  | 2009-06-04 | 2010-03-16
Pacific Gas and Electric (PG) | PPA - Bilateral | 2008 | Atwell Island | Solar PV - Ground mount | Online | Alpaugh | Tulare | CA | 93201 | 35.8167 | -119.4556 | SPS Atwell Island, LLC | 25 | Category 0 | 20 | 33 |  | 2010-02-10 | 2010-11-19
Pacific Gas and Electric (PG) | PPA - Bilateral | 2009 | Avenal Park | Solar PV - Ground mount | Online | Avenal | Kings | CA | 93204 | 36.0042 | -120.1289 | Avenal Park LLC | 20 | Category 0 | 6 | 10 |  | 2010-02-01 | 2010-08-12
Pacific Gas and Electric (PG) | PPA - Solicitation | 2008 | CM48 | Solar PV - Ground mount | Online | Boulder City | Clark | NV | 89005 | 35.7799 | -114.995 | Copper Mountain Solar 1, LLC | 20 | Category 0 | 48 | 100 |  | 2009-07-27 | 2009-12-21
Pacific Gas and Electric (PG) | PPA - Bilateral | 2008 | Corcoran | Solar PV - Ground mount | Online | Corcoran | Kings | CA | 93212 | 36.7394 | -119.5764 | CED Corcoran Solar, LLC | 25 | Category 0 | 20 | 33 |  | 2010-02-10 | 2010-11-19
Pacific Gas and Electric (PG) | PPA - Solicitation | 2008 | Desert Center Solar Farm | Solar PV - Ground mount | Online | Desert Center | Riverside | CA | 92239 | 33.8115 | -115.3988 | Desert Sunlight 300, LLC | 25 | Category 0 | 300 | 619 |  | 2010-03-08 | 2010-09-23
Pacific Gas and Electric (PG) | PPA - Solicitation | 2008 | High Plains Ranch III | Solar PV - Ground mount | Online | California Valley | San Luis Obispo | CA | 93453 | 35.3514 | -119.9519 | High Plains Ranch II, LLC | 25 | Category 0 | 40 | 112 |  | 2010-04-29 | 2009-03-25
Pacific Gas and Electric (PG) | FIT - 1969 | 2011 | Kettleman Solar Project | Solar PV - Ground mount | Online | Lodi | San Joaquin | CA | 95240 | 38.1209 | -121.1333 | Kettleman Solar LLC | 20 | Category 1 | 1 | 1.4
Pacific Gas and Electric (PG) | PPA - Bilateral | 2009 | Sand Drag | Solar PV - Ground mount | Online | Avenal | Kings | CA | 93204 | 36.0042 | -120.1289 | Sand Drag LLC | 20 | Category 0 | 19 | 30 |  | 2010-02-01 | 2010-08-12
Pacific Gas and Electric (PG) | PPA - Bilateral | 2009 | Sun City Project | Solar PV - Ground mount | Online | Avenal | Kings | CA | 93204 | 36.0042 | -120.1289 | Sun City Project LLC | 20 | Category 0 | 20 | 32 |  | 2010-02-01 | 2010-08-12
Pacific Gas and Electric (PG) | FIT - 1969 | 2011 | Vintner Solar Project | Solar PV - Ground mount | Online | Templeton | San Luis Obispo | CA | 93465 | 35.5572 | -120.6816 | Vintner Solar, LLC | 20 | Category 1 | 1.5 | 2.1
Pacific Gas and Electric (PG) | PPA - Bilateral | 2008 | White River | Solar PV - Ground mount | Online | Alpaugh | Tulare | CA | 93201 | 35.8789 | -119.4556 | CED White River Solar, LLC | 25 | Category 0 | 20 | 33 |  | 2010-02-10 | 2010-11-19
Pacific Gas and Electric (PG) | PPA - Solicitation | 2008 | CM10 | Solar PV - Ground mount | Online | Boulder City | Clark | NV | 83005 | 35.788 | -114.9985 | Copper Mountain Solar 1, LLC | 20 | Category 0 | 10 | 23 |  | 2008-12-22 | 2009-05-26
Pacific Gas and Electric (PG) | PPA - Solicitation | 2007 | High Plains Ranch II | Solar PV - Ground mount | Online | California Valley | San Luis Obispo | CA | 93453 | 35.3514 | -119.9519 | High Plains Ranch II, LLC | 26 | Category 0 | 210 | 550 |  | 2008-08-14 | 2009-02-23
Pacific Gas and Electric (PG) | PPA - Solicitation | 2007 | Topaz Solar Farm | Solar PV - Ground mount | Online | Santa Margarita | San Luis Obispo | CA | 93453 | 35.3795 | -120.05 | Topaz Solar Farms LLC | 25 | Category 0 | 550 | 1066 |  | 2008-08-14 | 2009-02-02
Pacific Gas and Electric (PG) | PPA - Solicitation | 2008 | Agua Caliente Solar Project | Solar PV - Ground mount | Online | Roll | Yuma | AZ | 85347 | 32.9733 | -113.4986 | Agua Caliente Solar, LLC | 25 | Category 0 | 290 | 688.529 |  | 2009-10-15 | 2010-06-07
Pacific Gas and Electric (PG) | FIT - 1969 | 2011 | Cloverdale Solar FSEC 1 | Solar PV - Ground mount | Online | Cloverdale | Sonoma | CA | 95425 | 38.7727 | -123.0182 | Cloverdale Solar 1, LLC | 20 | Category 1 | 1.5 | 2.1
Pacific Gas and Electric (PG) | PPA - Bilateral | 2009 | Copper Mountain Solar 2 | Solar PV - Ground mount | Online | Boulder City | Clark | NV | 89006 | 35.792 | -114.967 | Copper Mountain Solar 2, LLC | 25 | Category 1 | 150 | 303 |  | 2011-08-04 | 2011-12-20
Pacific Gas and Electric (PG) | PPA - Solicitation | 2011 | Cuyama Solar Array | Solar PV - Ground mount | Online | Cuyama | Santa Barbara | CA | 93252 | 34.9014 | -119.5953 | Cuyama Solar, LLC. | 25 | Category 1 | 40 | 104 |  | 2012-09-10 | 2014-02-05
Pacific Gas and Electric (PG) | PPA - Solicitation | 2011 | Henrietta Solar | Solar PV - Ground mount | Online | Lemoore | Kings | CA | 93245 | 36.222 | -119.806 | Parrey, LLC | 20 | Category 1 | 100 | 244.41 |  | 2012-09-06 | 2013-04-04
Pacific Gas and Electric (PG) | PPA - Solicitation | 2011 | Kansas | Solar PV - Ground mount | Online | Stratford | Kings | CA | 93245 | 36.2472 | -119.8339 | RE Kansas LLC | 20 | Category 1 | 20 | 46.9 |  | 2012-09-12 | 2013-04-18
Pacific Gas and Electric (PG) | PPA - Solicitation | 2011 | Lost Hills Solar | Solar PV - Ground mount | Online | Lost Hills | Kern | CA | 93249 | 35.62 | -119.85 | Lost Hills Solar, LLC | 25 | Category 1 | 20 | 47 |  | 2012-09-10 | 2014-02-05
Pacific Gas and Electric (PG) | PPA - Solicitation | 2009 | North Star Solar | Solar PV - Ground mount | Online | Mendota | Fresno | CA | 93640 | 36.727 | -120.414 | North Star Solar, LLC | 20 | Category 1 | 60 | 136 |  | 2010-11-12 | 2011-10-28
Pacific Gas and Electric (PG) | Renewable Auction Mechanism (RAM) | 2012 | White River Solar 2 | Solar PV - Ground mount | Online | Alpaugh | Tulare | CA | 93210 | 35.8956 | -119.4556 | CED White River Solar 2, LLC | 20 | Category 1 | 19.75 | 44 | RAM 2 | 2012-09-28 | 2012-11-09
Pacific Gas and Electric (PG) | PPA - Solicitation | 2012 | Midway Solar Farm I | Solar PV - Ground mount | Online | Calipatria | Imperial | CA | 92233 | 33.1695 | -115.5496 | 83WI 8ME LLC | 20 | Category 1 | 50 | 119.34 |  | 2014-02-19 | 2014-08-28
Pacific Gas and Electric (PG) | PPA - Bilateral | 2009 | Shiloh III Wind Project | Wind | Online | Rio Vista | Solano | CA | 94571 | 38.165 | -121.765 | Shiloh III Lessee, LLC | 20 | Category 1 | 100 | 341.053 |  | 2010-09-30 | 2011-05-26
Pacific Gas and Electric (PG) | PPA - Solicitation | 2012 | RE Astoria | Solar PV - Ground mount | Online | Rosamond | Kern | CA | 93560 | 34.8321 | -118.4796 | RE Astoria LLC | 15 | Category 1 | 100 | 298.14 |  | 2014-02-07 | 2014-10-16
Pacific Gas and Electric (PG) | PPA - Solicitation | 2012 | California Flats Solar Project | Solar PV - Ground mount | Online | Parkfield | Monterey | CA | 93461 | 35.8742 | -120.3334 | CA Flats Solar 150, LLC | 15 | Category 1 | 150 | 380.71 |  | 2014-02-25 | 2014-10-16
Pacific Gas and Electric (PG) | PPA - Solicitation | 2011 | Blackwell Solar | Solar PV - Ground mount | Online | Lost Hills | Kern | CA | 93249 | 35.62 | -119.85 | Blackwell Solar, LLC. | 25 | Category 1 | 12 | 28 |  | 2012-09-10 | 2014-02-05
Pacific Gas and Electric (PG) | Renewable Auction Mechanism (RAM) | 2011 | West Antelope | Solar PV - Ground mount | Online | Lancaster | Los Angeles | CA | 93536 | 34.6892 | -118.3287 | TA - Acacia, LLC | 20 | Category 1 | 20 | 53 | RAM 1 | 2012-03-30 | 2012-05-02
Pacific Gas and Electric (PG) | Renewable Auction Mechanism (RAM) | 2011 | Western Antelope Blue Sky Ranch A | Solar PV - Ground mount | Online | Lancaster | Los Angeles | CA | 93536 | 34.6816 | -118.3248 | Western Antelope Blue Sky Ranch A, LLC | 20 | Category 1 | 20 | 47.73 | RAM 1 | 2012-03-30 | 2012-05-02
Pacific Gas and Electric (PG) | PV PPA Programs | 2012 | Kent South | Solar PV - Ground mount | Online | Lemoore | Kings | CA | 93245 | 36.2223 | -119.91 | RE Kent South LLC | 20 | Category 1 | 20 | 48 |  | 2012-09-07 | 2012-10-08
Pacific Gas and Electric (PG) | PV PPA Programs | 2012 | Algonquin SKIC 20 Solar | Solar PV - Ground mount | Online | Taft | Kern | CA | 93268 | 35.12 | -119.248 | Algonquin SKIC 20 Solar, LLC | 20 | Category 1 | 20 | 47 |  | 2012-09-07 | 2012-10-08
Pacific Gas and Electric (PG) | Renewable Auction Mechanism (RAM) | 2012 | Alamo Solar, LLC | Solar PV - Ground mount | Online | Oro Grande | San Bernardino | CA | 92368 | 34.6885 | -117.3441 | Alamo Solar, LLC | 20 | Category 1 | 20 | 49.76 | RAM 2 | 2012-09-28 | 2012-11-09
Pacific Gas and Electric (PG) | Renewable Auction Mechanism (RAM) | 2012 | CID Solar PV Project | Solar PV - Ground mount | Online | Corcoran | Kings | CA | 93212 | 36.1297 | -119.5398 | CID Solar, LLC | 20 | Category 1 | 19.76 | 49.7 | RAM 2 | 2012-09-28 | 2012-11-09
Pacific Gas and Electric (PG) | Renewable Auction Mechanism (RAM) | 2012 | Columbia Solar Energy | Solar PV - Ground mount | Online | Pittsburg | Contra Costa | CA | 94565 | 38.0195 | -121.8641 | Columbia Solar Energy, LLC | 20 | Category 1 | 19 | 40.6 | RAM 2 | 2012-09-28 | 2012-11-09
Pacific Gas and Electric (PG) | Renewable Auction Mechanism (RAM) | 2012 | Shafter Solar | Solar PV - Ground mount | Online | Shafter | Kern | CA | 93314 | 35.448 | -119.127 | Shafter Solar, LLC | 20 | Category 1 | 19.98 | 52.57 | RAM 3 | 2013-04-30 | 2013-05-29
Pacific Gas and Electric (PG) | Renewable Auction Mechanism (RAM) | 2012 | Morelos del Sol | Solar PV - Ground mount | Online | Lost Hills | Kern | CA | 93249 | 35.7272 | -119.8989 | Morelos Solar, LLC | 20 | Category 1 | 15 | 32.63 | RAM 3 | 2013-04-30 | 2013-05-29
Pacific Gas and Electric (PG) | Renewable Auction Mechanism (RAM) | 2012 | Old River One | Solar PV - Ground mount | Online | Bakersfield | Kern | CA | 93313 | 35.2206 | -119.0843 | RE Old River One LLC | 20 | Category 1 | 20 | 51.88 | RAM 3 | 2013-04-30 | 2013-05-29
Pacific Gas and Electric (PG) | FIT - 1969 | 2012 | Yolo County Grassland #3 | Solar PV - Ground mount | Online | Davis | Yolo | CA | 95618 | 38.5021 | -121.6955 | Yolo County | 20 | Category 1 | 1 | 1.4
Pacific Gas and Electric (PG) | FIT - 1969 | 2012 | Yolo County Grassland #4 | Solar PV - Ground mount | Online | Davis | Yolo | CA | 95618 | 38.5021 | -121.6955 | Yolo County | 20 | Category 1 | 1 | 1.4
Pacific Gas and Electric (PG) | FIT - 1969 | 2012 | Ecos Energy - Hollister Project | Solar PV - Ground mount | Online | Hollister | San Benito | CA | 95023 | 36.8584 | -121.4348 | Hollister Solar LLC | 20 | Category 1 | 1.5 | 2.1
Pacific Gas and Electric (PG) | FIT - 1969 | 2012 | Ecos Energy - Merced Solar Project | Solar PV - Ground mount | Online | Merced | Merced | CA | 95341 | 37.2659 | -120.4879 | Merced Solar LLC | 20 | Category 1 | 1.5 | 2.1
Pacific Gas and Electric (PG) | FIT - 1969 | 2013 | Ecos Energy - Mission Solar | Solar PV - Ground mount | Online | Merced | Merced | CA | 95341 | 37.266 | -120.4877 | Mission Solar LLC | 20 | Category 1 | 1.5 | 2.1
Pacific Gas and Electric (PG) | FIT - 1969 | 2013 | APEX 646-460 | Solar PV - Ground mount | Online | Orange Cove | Tulare | CA | 93646 | 36.6244 | -119.3033 | Arcadia Solar, LLC | 20 | Category 1 | 0.75 | 1.1
Pacific Gas and Electric (PG) | FIT - 1969 | 2013 | Fresno Cogeneration - Fresno Solar South | Solar PV - Ground mount | Online | San Joaquin | Fresno | CA | 93660 | 36.6177 | -120.099 | Fresno Cogeneration Partners, L.P. | 20 | Category 1 | 1.5 | 2.1
Pacific Gas and Electric (PG) | FIT - 1969 | 2013 | Fresno Cogeneration - Fresno Solar West | Solar PV - Ground mount | Online | San Joaquin | Fresno | CA | 93660 | 36.6177 | -120.099 | Fresno Cogeneration Partners, L.P. | 20 | Category 1 | 1.5 | 2.1
Pacific Gas and Electric (PG) | FIT - 1969 | 2013 | Greenlight - Sirius Solar Project | Solar PV - Ground mount | Online | Le Grand | Merced | CA | 95333 | 37.2746 | -120.3055 | GL Sirius, LLC | 20 | Category 1 | 0.999 | 1.3986
Pacific Gas and Electric (PG) | FIT - 1969 | 2013 | Greenlight - Castor Solar Project | Solar PV - Ground mount | Online | Taft | Kern | CA | 93268 | 35.211 | -119.3873 | Green Light FIT 1, LLC | 20 | Category 1 | 1.5 | 2.1
Pacific Gas and Electric (PG) | PPA - Solicitation | 2007 | Genesis Solar Energy Project | Solar Thermal - No Storage | Online | Blythe | Riverside | CA | 92225 | 33.6654 | -114.9987 | Genesis Solar, LLC | 25 | Category 0 | 250 | 524 |  | 2009-10-26 | 2010-08-17
Pacific Gas and Electric (PG) | PPA - Bilateral | 2009 | Ivanpah Unit 1 | Solar Thermal - No Storage | Online | Nipton | San Bernardino | CA | 92364 | 35.5636 | -115.4811 | Solar Partners II, LLC | 25 | Category 0 | 114.46 | 294.88 |  | 2009-05-13 | 2009-08-21
Pacific Gas and Electric (PG) | PPA - Bilateral | 2009 | Ivanpah Unit 3 | Solar Thermal - No Storage | Online | Nipton | San Bernardino | CA | 92364 | 35.5636 | -115.4811 | Solar Partners VIII, LLC | 25 | Category 0 | 126.1 | 325.532 |  | 2009-05-13 | 2009-08-21
Pacific Gas and Electric (PG) | PPA - Solicitation | 2007 | Mojave Solar Project | Solar Thermal - No Storage | Online | Hinkley | San Bernardino | CA | 92347 | 35.0143 | -117.3304 | Mojave Solar LLC | 25 | Category 0 | 250 | 617.238 |  | 2011-07-19 | 2011-11-10
Pacific Gas and Electric (PG) | Renewable Auction Mechanism (RAM) | 2013 | Rising Tree Wind Farm II | Wind | Online | Mojave | Kern | CA | 93501 | 35.068 | -118.2391 | Rising Tree Wind Farm II, LLC | 20 | Category 1 | 19.8 | 68.93 | RAM 4 | 2013-11-15 | 2014-01-28
Pacific Gas and Electric (PG) | PPA - Solicitation | 2005 | Hatchet Ridge A&R | Wind | Online | Burney | Shasta | CA | 96013 | 40.8692 | -121.7594 | Hatchet Ridge Wind, LLC | 15 | Category 0 | 103.2 | 303 |  | 2017-10-20 | 2018-02-09
Pacific Gas and Electric (PG) | PPA - Bilateral | 2006 | Shiloh II Wind Project | Wind | Online | Rio Vista | Solano | CA | 94571 | 38.1839 | -121.8631 | Shiloh Wind Project 2, LLC | 20 | Category 0 | 150 | 509 |  | 2018-04-09 | 2018-09-14
Pacific Gas and Electric (PG) | PPA - Bilateral | 2009 | Blackspring Ridge IA | Wind | Online | Lethbridge, Canada | Vulcan | AB | N/A | 50.135 | -112.894 | EEN LP and Enbridge LP | 20 | Category 0 | 150 | 445 |  | 2010-02-22 | 2011-01-27
Pacific Gas and Electric (PG) | PPA - Bilateral | 2009 | Blackspring Ridge IB | Wind | Online | Lethbridge, Canada | Vulcan | AB | N/A | 50.135 | -112.894 | EDF Renewables | 20 | Category 0 | 150 | 445 |  | 2010-02-22 | 2011-01-27
Pacific Gas and Electric (PG) | PPA - Bilateral | 2009 | Halkirk I Wind Project | Wind | Online | Stettler, Canada | County of Paintearth Number 18 | AB | N/A | 52.2795 | -112.0496 | Halkirk 1 Wind Project LP | 20 | Category 0 | 150 | 485 |  | 2010-02-22 | 2011-01-27
Pacific Gas and Electric (PG) | PPA - Bilateral | 2010 | Vasco Wind Energy Center | Wind | Online | Livermore | Contra Costa | CA | 94551 | 37.7913 | -121.7278 | Vasco Winds, LLC | 25 | Category 1 | 78.2 | 211 |  | 2011-03-30 | 2011-10-06
Pacific Gas and Electric (PG) | PPA - Solicitation | 2009 | Coram Brodie | Wind | Online | Tehachapi | Kern | CA | 93561 | 35.0625 | -118.333 | Coram California Development, L.P. | 20 | Category 1 | 102 | 285.941 |  | 2010-07-02 | 2010-10-28
Pacific Gas and Electric (PG) | PPA - Solicitation | 2004 | Montezuma Wind Energy Center | Wind | Online | Birds Landing | Solano | CA | 94512 | 38.1488 | -121.8132 | FPL Energy Montezuma Wind, LLC | 25 | Category 0 | 36.8 | 129 |  | 2010-06-04 | 2010-09-03
Pacific Gas and Electric (PG) | PPA - Solicitation | 2008 | Vantage Wind Energy Center | Wind | Online | Ellensburg | Kittitas | WA | 98926 | 46.9567 | -120.1569 | Vantage Wind Energy LLC | 15 | Category 0 | 90 | 277 |  | 2009-09-16 | 2010-04-27
Pacific Gas and Electric (PG) | PPA - Bilateral | 2010 | Montezuma II Wind Energy Center | Wind | Online | Collinsville | Solano | CA | 94585 | 38.1372 | -121.8325 | NextEra Energy Montezuma II Wind, LLC | 25 | Category 1 | 78.2 | 201 |  | 2011-05-27 | 2012-01-12
Pacific Gas and Electric (PG) | PPA - Bilateral | 2010 | North Sky River Energy Center | Wind | Online | Caliente | Kern | CA | 93518 | 35.1402 | -118.2949 | North Sky River Energy, LLC | 25 | Category 1 | 162 | 493 |  | 2011-08-05 | 2012-02-06
Pacific Gas and Electric (PG) | PPA - Bilateral | 2010 | Shiloh IV Wind Project | Wind | Online | Birds Landing | Solano | CA | 94512 | 38.1328 | -121.851 | Shiloh IV Lessee, LLC | 25 | Category 1 | 100 | 269 |  | 2011-08-18 | 2012-03-13
Pacific Gas and Electric (PG) | PPA - Solicitation | 2012 | Diablo Winds | Wind | Online | Livermore | Alameda | CA | 94550 | 37.7589 | -121.6219 | Diablo Winds, LLC | 15 | Category 1 | 18 | 62.02 |  | 2014-02-18 | 2014-06-12
Pacific Gas and Electric (PG) | PSA - Solicitation | 2022 | San Diego Community Power | Biomass | Online | Burney | Shasta | CA | 96013 | 40.879 | -121.727 | San Diego Community Power | 5 | Category 1 |  | 198.066 |  | 2022-10-21 | 2022-12-01
Pacific Gas and Electric (PG) | PSA - Solicitation | 2022 | East Bay Community Energy Authority | Biomass | Online | Anderson | Shasta | CA | 96007 | 40.4282 | -122.2754 | East Bay Community Energy Authority | 5 | Category 1 |  | 285.22 |  | 2022-10-21 | 2022-12-01
San Diego Gas & Electric (SD) | Renewable Auction Mechanism (RAM) | 2013 | Alta Oak Realty | Wind | Expired | Mojave | Kern | CA | 93501 | 35.0153 | -118.211 | Alta Oak Realty , LLC | 10 | Category 1 | 3.5 | 6.8 | RAM 3 | 2013-05-17 | 2013-07-02
San Diego Gas & Electric (SD) | PPA - Bilateral | 2011 | Arlington Valley | Solar PV - Ground mount | Online | Arlington | Maricopa | AZ | 85322 | 33.304 | -112.822 | Arlington Valley Solar Energy II, LLC | 25 | Category 1 | 127 | 270 |  | 2011-07-26 | 2011-10-20
San Diego Gas & Electric (SD) | PPA - Bilateral | 1985 | Badger Filtration Plant-Santa Fe Irrigation District (SFID) | Conduit hydro | Online | Rancho Santa Fe | San Diego | CA | 92067 | 33.052 | -117.17 | Santa Fe Irrigation District | 7 | Category 1 | 0.6 | 2.4 |  | 2019-10-28 | 2020-05-28
San Diego Gas & Electric (SD) | PPA - Solicitation | 2018 | ORNI33, LLC (Wister Solar Project) | Solar PV - Ground mount | Online | Niland | Imperial | CA | 92257 | 33.2694 | -115.503 | ORNI33, LLC | 20 | Category 1 | 20 | 58.7 |  | 2018-05-18 | 2018-06-11 | 2018-06-11
San Diego Gas & Electric (SD) | PPA - Solicitation | 2020 | BCE Los Alamitos 1 (Bright Canyon) | Solar PV + Storage | Online | Los Alamitos | Orange | CA | 90720 | 33°46’52.59N | 118°3’16.68”W | BCE LOS Alamitos, LLC | 10 | Category 1 | 5 | 29.175 |  | 2020-12-30 | 2021-04-15
San Diego Gas & Electric (SD) | PPA - Solicitation | 2020 | BCE Los Alamitos 2 (Bright Canyon) | Solar PV + Storage | Online | Los Alamitos | Orange | CA | 90720 | 33°46’52.59N | 118°3’16.68”W | BCE LOS Alamitos, LLC | 10 | Category 1 | 5 | 29.175 |  | 2020-12-30 | 2021-04-15
San Diego Gas & Electric (SD) | PPA - Bilateral | 1994 | Bear Valley Hydro | Conduit hydro | Online | Escondido | San Diego | CA | 92027 | 33.168 | -117.017 | City of Escondido | 999 | Category 0 | 1.5 | 1.971
San Diego Gas & Electric (SD) | PPA - Bilateral | 2012 | Calipatria | Solar PV - Ground mount | Online | Calipatria | Imperial | CA | 92227 | 33.0831 | -115.295 | 70SM1 8me, LLC | 20 | Category 1 | 19.99 | 48 |  | 2012-12-18 | 2013-06-27
San Diego Gas & Electric (SD) | PPA - Solicitation | 2006 | Campo Verde | Solar PV - Ground mount | Online | El Centro | Imperial | CA | 92273 | 32.7417 | -115.7236 | Campo Verde Solar, LLC | 20 | Category 1 | 139 | 276 |  | 2006-11-20 | 2007-03-15 | 2012-02-17 | 2012-05-24
San Diego Gas & Electric (SD) | Renewable Auction Mechanism (RAM) | 2012 | Cascade Solar | Solar PV - Ground mount | Online | Sun Fair | San Bernardino | CA | 92252 | 34.1638 | -116.2355 | Cascade Solar, LLC | 20 | Category 1 | 18.5 | 55 | RAM 2 | 2012-11-09 | 2012-12-13
San Diego Gas & Electric (SD) | PPA - Bilateral | 2011 | Catalina Solar | Solar PV - Ground mount | Online | Mojave | Kern | CA | 93560 | 34.95 | -118.29 | Catalina Solar, LLC | 25 | Category 1 | 109.44 | 253.5 |  | 2011-08-03 | 2012-03-08
San Diego Gas & Electric (SD) | PPA - Bilateral | 2010 | Centinela Solar Energy 1 | Solar PV - Ground mount | Online | Calexico | Imperial | CA | 92231 | 32.674 | -115.658 | Centinela Solar Energy, LLC | 20 | Category 0 | 125 | 270 |  | 2010-05-19 | 2011-01-13
San Diego Gas & Electric (SD) | PPA - Solicitation | 2010 | Centinela Solar Energy 2 | Solar PV - Ground mount | Online | Calexico | Imperial | CA | 92231 | 32.674 | -115.658 | Centinela Solar Energy, LLC | 20 | Category 1 | 45 | 86 |  | 2010-08-26 | 2011-01-13
San Diego Gas & Electric (SD) | PPA - Solicitation | 2010 | Coram | Wind | Online | Tehachapi | Kern | CA | 93561 | 35.0654 | -118.3392 | Coram Energy LLC | 15 | Category 1 | 7.5 | 27 |  | 2010-07-30 | 2010-10-28
San Diego Gas & Electric (SD) | PPA - Bilateral | 2010 | CSolar IV South | Solar PV - Ground mount | Online | Calexico | Imperial | CA | 92231 | 32.6745 | -115.588 | CSOLAR IV South, LLC | 25 | Category 1 | 130 | 273 |  | 2011-01-15 | 2011-07-28
San Diego Gas & Electric (SD) | PPA - Bilateral | 2011 | CSolar IV West | Solar PV - Ground mount | Online | El Centro | Imperial | CA | 92273 | 32.766 | -115.795 | CSOLAR IV West, LLC | 25 | Category 1 | 150 | 356 |  | 2011-05-27 | 2011-12-15
San Diego Gas & Electric (SD) | Utility-Owned Generation (UOG) | 2015 | Del Sur Elementary School | Solar PV - Ground mount | Online | San Diego | San Diego | CA | 92127 | 33.0185 | -117.1411 | Poway Unified School District | 15 | Category 1 | 0.041 | 0.08
San Diego Gas & Electric (SD) | PPA - Bilateral | 2011 | Desert Green Solar Farm | Solar PV - Ground mount | Online | Borrego Springs | San Diego | CA | 92004 | 33.27 | -116.312 | Desert Green Solar Farm LLC | 25 | Category 1 | 6.3 | 13.3 |  | 2011-03-31 | 2011-11-10
San Diego Gas & Electric (SD) | PPA - Solicitation | 2011 | Energía Sierra Juárez (ESJ) | Wind | Online | La Rumorosa | N/A | BCN | 21511 | 32.593 | -116.099 | Energia Sierra Juarez U.S., LLC | 20 | Category 1 | 155.1 | 400 |  | 2011-04-19 | 2012-03-22
San Diego Gas & Electric (SD) | Renewable Auction Mechanism (RAM) | 2017 | Energía Sierra Juárez 2 (“ESJ 2”) | Wind | Online | La Rumorosa | N/A | BCN | 21511 | 32.593 | -116.099 | Energia Sierra Juarez 2 U.S., LLC | 20 | Category 1 | 105 | 357 | RAM 7 | 2017-11-16 | 2017-12-21 | 2019-03-15
San Diego Gas & Electric (SD) | BioRAM (Bio Energy/Mass) | 2016 | HL Power | Biomass | Online | Wendel | Lassen | CA | 95816 | 40.3684 | -120.265 | HL Power Company, LP | 10 | Category 1 | 24 | 175 |  | 2016-11-16 | 2016-12-16
San Diego Gas & Electric (SD) | Utility-Owned Generation (UOG) | 2015 | Hunter Industries | Solar PV - Ground mount | Online | San Marcos | San Diego | CA | 92078 | 33.1033 | -117.2152 | Hunter Industries, Inc. | 20 | Category 1 | 0.102 | 0.174
San Diego Gas & Electric (SD) | PPA - Solicitation | 2012 | Imperial Valley Solar | Solar PV - Ground mount | Online | Calexico | Imperial | CA | 92231 | 32.6757 | -115.5866 | Imperial Valley Solar 1, LLC | 25 | Category 1 | 200 | 495.274 |  | 2012-03-05 | 2012-06-07
San Diego Gas & Electric (SD) | PPA - Bilateral | 2004 | Kumeyaay Wind | Wind | Online | Boulevard | San Diego | CA | 91905 | 32.7235 | -116.364 | Kumeyaay Wind LLC | 20 | Category 0 | 50 | 134.32 |  | 2004-06-15 | 2004-10-07
San Diego Gas & Electric (SD) | PPA - Solicitation | 2012 | Manzana Wind | Wind | Online | Rosamond | Kern | CA | 93560 | 34.9001 | -118.453 | Manzana Wind LLC | 20 | Category 1 | 100 | 260 |  | 2012-04-16 | 2012-08-23
San Diego Gas & Electric (SD) | Renewable Auction Mechanism (RAM) | 2013 | Maricopa West | Solar PV - Ground mount | Online | Maricopa | Kern | CA | 93252 | 35.1157 | -119.332 | Maricopa West Solar PV, LLC | 15 | Category 1 | 20 | 57.55 | RAM 3 | 2013-05-17 | 2013-07-02
San Diego Gas & Electric (SD) | Renewable Auction Mechanism (RAM) | 2015 | Midway Solar Farm III | Solar PV - Ground mount | Online | Calipatria | Imperial | CA | 92227 | 33.9301 | -115.3227 | 97WI 8ME LLC | 20 | Category 1 | 20 | 58 | RAM 6 | 2016-01-15 | 2016-07-14 | 2017-05-04 | 2017-06-05
San Diego Gas & Electric (SD) | PPA - Bilateral | 2005 | MM Prima Deshecha | Landfill gas | Expired | San Juan Capistrano | Orange | CA | 92675 | 33.463 | -117.603 | MM Prima Deshecha Energy LLC | 15 | Category 0 | 6.1 | 35
San Diego Gas & Electric (SD) | Renewable Auction Mechanism (RAM) | 2012 | MM San Diego, LLC - Miramar | Landfill gas | Expired | San Diego | San Diego | CA | 92111 | 32.8513 | -117.166 | Fortistar (formerly Gas Recovery Systems GRS) | 10 | Category 1 | 4.5 | 17.2 | RAM 2 | 2012-11-09 | 2012-12-13
San Diego Gas & Electric (SD) | QF Standard Contract | 2024 | MM San Diego, LLC - Miramar | Landfill gas | Online | San Diego | San Diego | CA | 92111 | 32.8513 | -117.166 | Opal Energy (formerly Fortistar) | 3 | Category 1 | 4.5 | 17.2
San Diego Gas & Electric (SD) | QF Standard Contract | 2022 | Starlight | Solar PV + Storage | In Development | Boulevard | San Diego | CA | 91905 | 32.658 | -116.272 | Empire II Starlight, LLC | 12 | Category 1 | 17.4 | 50
San Diego Gas & Electric (SD) | PPA - Bilateral | 2008 | Naturener Glacier 1 Wind Energy | Wind | Expired | Ethridge | Toole | MT | 59435 | 48.511 | -112.135 | Naturener Glacier Wind Energy 1, LLC | 15 | Category 0 | 106.5 | 325 |  | 2008-06-04 | 2008-10-02
San Diego Gas & Electric (SD) | FIT - ReMAT | 2014 | NLP Granger Solar | Solar PV - Ground mount | Online | Valley Center | San Diego | CA | 92082 | 33.2676 | -117.5943 | NLP Granger A82, LLC | 20 | Category 1 | 3 | 8.45
San Diego Gas & Electric (SD) | FIT - ReMAT | 2015 | NLP Valley Center | Solar PV - Ground mount | Online | Valley Center | San Diego | CA | 92082 | 33.2495 | -117.0224 | NLP Valley Center Solar, LLC | 20 | Category 1 | 2.33 | 6.755
San Diego Gas & Electric (SD) | PPA - Bilateral | 2009 | Naturener Rim Rock Wind Energy | Wind | Online | Kevin | Glacier | MT | 59454 | 48.8206 | -112.102 | NaturEner Rim Rock Wind Energy, LLC | 20 | Category 0 | 189 | 645 |  | 2009-05-29 | 2009-11-20
San Diego Gas & Electric (SD) | PPA - Solicitation | 2011 | Ocotillo Express | Wind | Online | Ocotillo | Imperial | CA | 92259 | 32.752 | -116.05 | Ocotillo Express LLC | 20 | Category 1 | 265.29 | 891 |  | 2011-03-04 | 2012-01-12
San Diego Gas & Electric (SD) | FIT - 1969 | 2013 | Olivenhain/Hodges Pumped Storage Facility | Conduit hydro | Online | Encinitas | San Diego | CA | 92024 | 33.0731 | -117.201 | Olivenhain Municipal Water District | 20 | Category 1 | 0.45 | 1.5
San Diego Gas & Electric (SD) | PPA - Bilateral | 2008 | Naturener Glacier 2 Wind Energy | Wind | Online | Ethridge | Toole | MT | 59435 | 48.511 | -112.135 | Naturener Glacier Wind Energy 2, LLC | 15 | Category 0 | 103.5 | 310 |  | 2008-06-04 | 2008-10-02
San Diego Gas & Electric (SD) | Utility-Owned Generation (UOG) | 2015 | Pacific Station | Solar PV - Ground mount | Online | Encinitas | San Diego | CA | 92024 | 33.0441 | -117.293 | Pacific Station Property, LLC | 10 | Category 1 | 0.10922 | 0.119
San Diego Gas & Electric (SD) | PPA - Solicitation | 2010 | Pacific Wind | Wind | Online | Rosamond | Kern | CA | 93560 | 34.8917 | -118.45 | Pacific Wind LLC | 20 | Category 0 | 140 | 260 |  | 2005-10-28 | 2006-05-25
San Diego Gas & Electric (SD) | Utility-Owned Generation (UOG) | 2012 | Ramona Solar | Solar PV - Ground mount | Online | Various | San Diego | CA | 92065 | 33.0106 | -116.5144 | San Diego Gas & Electric (Ramona Solar Energy) | 25 | Category 1 | 4 | 8.5 |  | 2008-07-11 | 2010-09-02 | 2012-06-20 | 2012-08-05
San Diego Gas & Electric (SD) | PSA - Solicitation | 2022 | San Diego Community Power (“SDCP”) - REC sales from HLP | Biomass | Online | Multiple | Multiple | Multiple | Multi | 40.3684 | -120.265 | San Diego Community Power (“SDCP”) - REC sales from HLP | 3 | Category 1 |  | 175
San Diego Gas & Electric (SD) | PPA - Bilateral | 1985 | San Francisco Peak Hydro (City of Oceanside) | Conduit hydro | Online | Oceanside | San Diego | CA | 92056 | 33.1969 | -117.38 | City of Oceanside | 999 | Category 0 | 0.35 | 0.4
San Diego Gas & Electric (SD) | Renewable Auction Mechanism (RAM) | 2013 | San Gorgonio West II | Wind | Online | Palm Springs | Riverside | CA | 92282 | 33.8944 | -116.589 | San Gorgonio Westwinds II, LLC | 10 | Category 1 | 11.2 | 32.38 | RAM 3 | 2013-05-17 | 2013-07-02
San Diego Gas & Electric (SD) | FIT - 1969 | 2009 | San Marcos Landfill | Landfill gas | Online | San Marcos | San Diego | CA | 92069 | 32.8798 | -117.195 | San Marcos Energy LLC | 20 | Category 0 | 1.5 | 12
San Diego Gas & Electric (SD) | PPA - Bilateral | 2011 | Sol Orchard SD 20 (Ramona 1) | Solar PV - Ground mount | Online | Ramona | San Diego | CA | 92065 | 33.014 | -116.875 | Sol Orchard San Diego 20 LLC | 25 | Category 1 | 2 | 1.8 |  | 2011-07-06 | 2012-06-07
San Diego Gas & Electric (SD) | PPA - Bilateral | 2011 | Sol Orchard SD 21 (Ramona 2) | Solar PV - Ground mount | Online | Ramona | San Diego | CA | 92065 | 33.014 | -116.875 | Sol Orchard San Diego 21 LLC | 25 | Category 1 | 5 | 1.8 |  | 2011-07-06 | 2012-06-07
San Diego Gas & Electric (SD) | PPA - Bilateral | 2011 | Sol Orchard SD 22 (Valley Center 1) | Solar PV - Ground mount | Online | Valley Center | San Diego | CA | 92082 | 33.233 | -117.001 | Sol Orchard San Diego 22 LLC | 25 | Category 1 | 2.5 | 1.7 |  | 2011-07-06 | 2012-06-07
San Diego Gas & Electric (SD) | PPA - Bilateral | 2011 | Sol Orchard SD 23 (Valley Center 2) | Solar PV - Ground mount | Online | Valley Center | San Diego | CA | 92082 | 33.233 | -117.001 | Sol Orchard San Diego 23 LLC | 25 | Category 1 | 5 | 1.7 |  | 2011-07-06 | 2012-06-07
San Diego Gas & Electric (SD) | PPA - Bilateral | 2011 | Solar Borrego I | Solar PV - Ground mount | Online | Borrego Springs | San Diego | CA | 92004 | 33.305 | -116.35 | Solar Borrego I LLC | 25 | Category 1 | 26 | 59 |  | 2011-03-14 | 2011-09-08
San Diego Gas & Electric (SD) | FIT - 1969 | 2009 | Sycamore Landfill 1 | Landfill gas | Online | Santee | San Diego | CA | 92071 | 32.8485 | -117.02 | Sycamore Energy 1 LLC | 20 | Category 0 | 1.5 | 11.78
San Diego Gas & Electric (SD) | FIT - ReMAT | 2014 | Sycamore Landfill 2 | Landfill gas | Expired | San Diego | San Diego | CA | 92071 | 32.85 | -117.029 | Sycamore Energy 2 LLC | 10 | Category 1 | 2.25 | 13.4
San Diego Gas & Electric (SD) | PPA - Bilateral | 2012 | TallBear Seville | Solar PV - Ground mount | Online | El Centro | Imperial | CA | 92233 | 33.1138 | -116.0058 | TallBear Seville LLC | 20 | Category 1 | 20 | 59 |  | 2012-12-18 | 2013-06-28
San Diego Gas & Electric (SD) | Utility-Owned Generation (UOG) | 2005 | Towers at Bressi Ranch | Solar PV - Ground mount | Online | Carlsbad | San Diego | CA | 92009 | 33.129 | -117.2593 | Palomar Airport Road, LLC | 25 | Category 1 | 0.08 | 0.13
San Diego Gas & Electric (SD) | Utility-Owned Generation (UOG) | 2015 | Wilco Investments | Solar PV - Ground mount | Online | Vista | San Diego | CA | 92028 | 33.1463 | -117.2213 | Wilco Investments, LLC | 10 | Category 1 | 0.3843 | 0.584
San Diego Gas & Electric (SD) | PPA - Solicitation | 2023 | Yellow Pine | Solar PV + Storage | In Development | Pahrump | Nye | NV | 89061 | 36.0679 | -115.7804 | Yellow Pine Solar III, LLC | 15 | Category 1 | 65 | 73 |  | 2023-04-14 | 2023-08-10
San Diego Gas & Electric (SD) | PPA - Solicitation | 2023 | Luna Solar | Solar PV + Storage | In Development | Mendota | Fresno | CA | 93640 | 36.5924 | -120.4031 | Luna Valley Solar | 15 | Category 1 | 113.5 | 165.7 |  | 2023-04-14 | 2023-08-10
Pacific Gas and Electric (PG) | PPA - Bilateral | 2008 | DTE Stockton | Biomass | Online | Stockton | San Joaquin | CA | 95203 | 37.9333 | -121.3167 | DTE Stockton, LLC | 25 | Category 0 | 44.5 | 311.597 |  | 2009-12-16 | 2010-06-03
Pacific Gas and Electric (PG) | FIT - ReMAT | 2016 | Matthews Dam Hydro | Small hydro | Online | Ruth | Trinity | CA | 95526 | 40.3698 | -123.4346 | Humboldt Bay Municipal Water District | 20 | Category 1 | 1.35 | 6.2
Pacific Gas and Electric (PG) | FIT - ReMAT | 2017 | Arbuckle Mountain Hydro | Small hydro | Online | Platina | Shasta | CA | 95678 | 40.4105 | -122.877 | Arbuckle Mountain Hydro, LLC | 10 | Category 1 | 0.335 | 0.5
Pacific Gas and Electric (PG) | FIT - ReMAT | 2017 | Grasshopper Flat | Small hydro | Online | Big Bend | Shasta | CA | 96011 | 41.0289 | -121.8924 | Emmerson Investments, Inc. | 20 | Category 1 | 1.1 | 4.7
Pacific Gas and Electric (PG) | FIT - ReMAT | 2017 | Silver Springs | Small hydro | Online | Montgomery Creek | Shasta | CA | 96065 | 40.9446 | -121.9913 | Mega Renewables | 20 | Category 1 | 0.6 | 2.2
Pacific Gas and Electric (PG) | FIT - ReMAT | 2016 | Mini Hydro | Small hydro | Online | Dobbins | Yuba | CA | 95935 | 39.3918 | -121.1413 | Yuba County Water Agency | 15 | Category 1 | 0.15 | 1.1826
Pacific Gas and Electric (PG) | FIT - ReMAT | 2017 | Sutters Mill Hydroelectric Plant | Small hydro | Online | Shingletown | Shasta | CA | 96088 | 40.4935 | -121.8476 | L.V.NA BLOCKCHAIN, LLC | 20 | Category 1 | 0.13 | 0.9
Southern California Edison (SC) | QF Standard Contract | 1985 | Ridgetop Energy, LLC (II) | Wind | Expired | Mojave | Kern | CA | 93501 | 35.0917 | -118.2833 | Ridgetop Energy, LLC (II) | 30 | Category 0 | 28 | 80.65
Southern California Edison (SC) | QF Standard Contract | 1985 | Coso Energy Developers | Geothermal | Terminated | Little Lake | Inyo | CA | 93542 | 36.0072 | -117.8008 | Coso Energy Developers | 30 | Category 0 | 75 | 373.26 | [5 empty] | 2019-01-31
Pacific Gas and Electric (PG) | QF Standard Contract | 1985 | Mega Renewables (Hatchet Crk) | Small hydro | Expired | Montgomery Creek | Shasta | CA | 96065 | 40.8742 | -121.9204 | Mega Renewables | 30 | Category 0 | 7 | 17.681
Southern California Edison (SC) | PV PPA Programs | 2015 | Mirasol Murrieta 1 | Solar PV - Rooftop | Terminated | Murrieta | Riverside | CA | 92562 | 33.32 | -117.105 |  | 20 | Category 1 | 1 | 1.96 | [5 empty] | 2017-01-18
San Diego Gas & Electric (SD) | PPA - Solicitation | 2018 | ORNI33, LLC (Wister) | Solar PV - Ground mount | In Development | Niland | Imperial | CA | 92257 | 33.2694 | -115.503 | ORNI33, LLC | 20 | Category 1 | 20 | 58.7 |  | 2018-05-18 |  | 2018-06-11
Southern California Edison (SC) | Renewable Auction Mechanism (RAM) | 2014 | San Jacinto Solar 5.5, LLC | Solar PV - Ground mount | Terminated | San Jacinto | Riverside | CA | 92582 | 33.8102 | -117.0338 | NextEra (FP&L) | 20 | Category 1 | 5.5 | 13.72 | RAM 5 | 2014-11-06 | 2015-01-21 |  |  | 2016-03-10
Southern California Edison (SC) | PSA - Solicitation | 2019 | Various | Various | Expired | Various | Various | Various | Vario | Various | Various | Commercial Energy of Montana, Inc. | 2 | Category 1 | 2 | 9.802
Southern California Edison (SC) | PSA - Solicitation | 2021 | Various | Various | Online | Various | Various | CA | Vario | Various | Various | SRECTrade, Inc. | 1 | Category 3 |  | 37.5
Pacific Gas and Electric (PG) | Utility-Owned Generation (UOG) | 1917 | Wise Powerhouse | Small hydro | Online | Auburn | Placer | CA | 95603 | 38.8899 | -121.0985 | Wise Powerhouse | 999 | Category 0 | 14 | 71.7467
Southern California Edison (SC) | QF Standard Contract | 1988 | Luz Solar Partners Ltd. IX | Solar Thermal - No Storage | Expired | Hinkley | San Bernardino | CA | 92347 | 35.0331 | -117.3491 | Luz Solar Partners Ltd. IX | 30 | Category 0 | 80 | 170.04
Southern California Edison (SC) | PPA - Solicitation | 2005 | Pinyon Pines I | Wind | Online | Mojave | Kern | CA | 93501 | 35.103 | -118.2275 | Pinyon Pines Wind I, LLC (Alta Wind VII, LLC) | 23 | Category 0 | 168 | 529.8 |  | 2007-07-06 | 2008-05-15
Southern California Edison (SC) | PSA - Solicitation | 2022 | Various | Biomass | Online | Various | Various | CA | Vario | Various | Various | Sonoma Clean Power Authority | 2 | Category 1 |  | 185 |  | 2022-06-29 | 2022-08-19
Southern California Edison (SC) | MTR-RFO | 2023 | CAPE GENERATING STATION 4 LLC | Geothermal | In Development | Milford | Millard & Beaver | UT | 84751 | 38.511 | -112.908 | CAPE 4 | 15 | Category 1 | 250 | 1677.71 |  | 2024-01-01
Southern California Edison (SC) | FIT - SB1122 (FIT - BioMAT) | 2018 | Two Fiets | Digester gas | Online | Tipton | Tulare | CA | 93272 | 36.0627 | -119.2255 | Two Fiets | 20 | Category 1 | 0.8 | 4.2
Southern California Edison (SC) | FIT - ReMAT | 2015 | Caliente Springs, LLC | Solar PV - Ground mount | Online | Desert Hot Springs | Riverside | CA | 92240 | 33.931 | -116.433 | Caliente Springs | 20 | Category 1 | 0.921 | 1.95
Southern California Edison (SC) | PPA - Solicitation | 2005 | Pinyon Pines II | Wind | Online | Mojave | Kern | CA | 93501 | 35.0268 | -118.2233 | Pinyon Pines Wind II, LLC (Alta Wind IX, LLC) | 23 | Category 0 | 132 | 416.28 |  | 2007-07-06 | 2008-05-15
Southern California Edison (SC) | QF Standard Contract | 1988 | Deep Springs College | Small hydro | Online | Big Pine | Inyo | CA | 93513 | 37.3737 | -117.9807 | Deep Springs College | 999 | Category 0 | 0.1
Southern California Edison (SC) | FIT - 1969 | 2013 | Goleta Water District (Van Horne) (f/k/a 4055) | Small hydro | Online | Goleta | Santa Barbara | CA | 93117 | 34.4507 | -119.8549 | Goleta Water District | 10 | Category 1 | 0.25 | 1.2
Southern California Edison (SC) | PPA - Solicitation | 2005 | Alta Windpower III | Wind | Online | Mojave | Kern | CA | 93501 | 35.0233 | -118.2832 | Alta Wind III, LLC | 25 | Category 0 | 150 | 473.04 |  | 2007-07-06 | 2008-05-15
Southern California Edison (SC) | PPA - Solicitation | 2005 | Alta Windpower IV | Wind | Online | Mojave | Kern | CA | 93501 | 35.0011 | -118.2526 | Alta Wind IV, LLC | 25 | Category 0 | 102 | 321.67 |  | 2007-07-06 | 2008-05-15
Southern California Edison (SC) | PPA - Solicitation | 2005 | Alta Windpower V | Wind | Online | Mojave | Kern | CA | 93501 | 35.0041 | -118.2356 | Alta Wind V, LLC | 24 | Category 0 | 168 | 529.8 |  | 2007-07-06 | 2008-05-15
Southern California Edison (SC) | FIT - 1969 | 2011 | Bishop Tungsten Development, LLC | Small hydro | Online | Bishop | Inyo | CA | 93514 | 37.3603 | -118.7011 | Bishop Tungsten Development, LLC | 20 | Category 1 | 0.25 | 1.56
Southern California Edison (SC) | FIT - 1969 | 2011 | Isabella Fishflow Hydroelectric Project LLC | Small hydro | Online | Lake Isabella | Kern | CA | 93240 | 35.6442 | -118.4817 | Isabella Fish Flow | 20 | Category 1 | 0.86 | 3.2
Southern California Edison (SC) | QF Standard Contract | 1984 | Cameron Ridge LLC (III) | Wind | Online | Mojave | Kern | CA | 93501 | 35.1 | -118.25 | Terra-Gen | 30 | Category 0 | 47.12 | 137.69
Pacific Gas and Electric (PG) | PPA - Bilateral | 2003 | Diablo Winds | Wind | Online | Livermore | Alameda | CA | 94550 | 37.7589 | -121.6219 | Diablo Winds, LLC | 12 |  | 18 | 65
Pacific Gas and Electric (PG) | FIT - SB1122 (FIT - BioMAT) | 2021 | Tracy Desalination Project | Biomass | In Development | Tracy | San Joaquin | CA | 95304 | 37.7716 | -121.4251 | Combined Solar Technologies, Inc | 20 | Category 1 | 3 | 24.178
Pacific Gas and Electric (PG) | FIT - SB1122 (FIT - BioMAT) | 2023 | Ruann Dairy Digester | Digester gas | In Development | Riverdale | Fresno | CA | 93656 | 36.4743 | -119.9199 | PatMar Land Co., LLC | 20 | Category 1 | 0.55 | 4.3362
Pacific Gas and Electric (PG) | FIT - 1969 | 2011 | Toro SLO Landfill | Landfill gas | Online | San Luis Obispo | San Luis Obispo | CA | 93401 | 35.1998 | -120.6074 | Toro Energy of California - SLO, LLC | 20 | Category 1 | 1.5 | 11.2
Pacific Gas and Electric (PG) | FIT - SB1122 (FIT - BioMAT) | 2024 | Godinho Dairy Digester | Digester gas | In Development | Los Banos | Merced | CA | 93635 | 37.1072 | -120.8588 | Aligned Digester Co., LLC | 20 | Category 1 | 1.98 | 9.5
Pacific Gas and Electric (PG) | FIT - SB1122 (FIT - BioMAT) | 2024 | Scotts Valley Indian Energy | Biomass | In Development | Kelseyville | Lake | CA | 95451 | 38.9272 | -122.742 | Scotts Valley Energy Corporation | 20 | Category 1 | 0.2 | 1.3968
Pacific Gas and Electric (PG) | PPA - Solicitation | 2007 | Mt. Poso | Biomass | Online | Bakersfield | Kern | CA | 93308 | 35.5764 | -119.0062 | Mt. Poso Cogeneration Company, LLC | 15 | Category 0 | 44 | 328 |  | 2009-09-21 | 2010-02-05
Southern California Edison (SC) | QF Standard Contract | 1985 | Richard Moss | Small hydro | Expired | Hammil Valley | Mono | CA | 93514 | 37.6804 | -118.3916 | Richard Moss | 30 | Category 0 | 0.155 | 0.46
Southern California Edison (SC) | QF Standard Contract | 1984 | Walnut Valley Water District | Small hydro | Online | Walnut | Los Angeles | CA | 91789 | 34.0416 | -117.8287 | Walnut Valley | 30 | Category 0 | 0.125 | 0.72
Pacific Gas and Electric (PG) | QF Standard Contract | 1985 | Snow Mountain Hydro (Cove) | Small hydro | Expired | Montgomery Creek | Shasta | CA | 96065 | 40.8717 | -121.9486 | Snow Mountain Hydro LLC (cove) | 30 | Category 0 | 5 | 14.83
Pacific Gas and Electric (PG) | QF Standard Contract | 1982 | Tom Benninghoven | Small hydro | Online | Zenia | Humboldt | CA | 95595 | 40.1894 | -123.4781 | Benninghoven Hydro | 999 | Category 0 | 0.025 | 0.08
Pacific Gas and Electric (PG) | QF Standard Contract | 1985 | Olcese Water District | Small hydro | Expired | Bakersfield | Kern | CA | 93306 | 35.4177 | -118.8289 | Olcese Water District | 30 | Category 0 | 16 | 33.97
Pacific Gas and Electric (PG) | QF Standard Contract | 1985 | Forebay Wind LLC - Western | Wind | Expired | Tracy | San Joaquin | CA | 95391 | 37.7452 | -121.6034 | Forebay Wind, LLC | 30 | Category 0 | 2.7 | 1.299
Southern California Edison (SC) | QF Standard Contract | 1985 | Cameron Ridge LLC (IV) | Wind | Online | Mojave | Kern | CA | 93501 | 35.075 | -118.3333 | Terra-Gen | 30 | Category 0 | 12.76 | 36.66
Pacific Gas and Electric (PG) | QF Standard Contract | 1985 | Forebay Wind LLC - Taxvest | Wind | Expired | Tracy | San Joaquin | CA | 95391 | 37.7452 | -121.6034 | Forebay Wind, LLC | 30 | Category 0 | 0.715 | 4.083
Southern California Edison (SC) | QF Standard Contract | 1984 | Ormesa Geothermal I, II, GEM | Geothermal | Expired | Holtville | Imperial | CA | 92250 | 32.7758 | -115.2644 | Ormesa LLC | 10 | Category 0 | 63 | 385.76
Pacific Gas and Electric (PG) | QF Standard Contract | 1985 | Covanta Mendota L. P. | Biomass | Expired | Mendota | Fresno | CA | 93610 | 36.7558 | -120.3653 | Covanta Power Pacific, Inc. | 25 | Category 0 | 25 | 169.974
Southern California Edison (SC) | QF Standard Contract | 1985 | Difwind Partners | Wind | Expired | Palm Springs | Riverside | CA | 92262 | 33.8917 | -116.5917 | enXco | 30 | Category 0 | 15.063 | 27.14
Southern California Edison (SC) | Utility-Owned Generation (UOG) | 2008 | SPVP044 - Perris | Solar PV - Rooftop | Online | Perris | Riverside | CA | 92571 | 33.8403 | -117.2252 |  |  | Category 1 |  | 1.27
Pacific Gas and Electric (PG) | FIT - SB1122 (FIT - BioMAT) | 2020 | WCW Generator 1 | Biomass | Terminated | Fresno | Fresno | CA | 93725 | 36.6901 | -119.7509 | West Coast Waste Co., Inc. | 20 | Category 1 | 3 | 23.652 | [5 empty] | 2024-03-25
Pacific Gas and Electric (PG) | BioRAM (Bio Energy/Mass) | 2016 | Burney Forest Products | Biomass | Expired | Burney | Shasta | CA | 96013 | 40.879 | -121.727 | Burney Forest Products, A Joint Venture | 5 | Category 1 | 29 | 217.5759 |  | 2016-11-15
Pacific Gas and Electric (PG) | FIT - ReMAT | 2015 | Pristine Sun - 2272 McCall (SB32) | Solar PV - Ground mount | Terminated | Dobbins | Yuba | CA | 95935 | 39.3824 | -121.223 | Pristine Sun Fund 2, LLC | 20 | Category 1 | 0.5 | 1.034 | [5 empty] | 2016-02-23
Southern California Edison (SC) | QF Standard Contract | 1984 | Coram Energy, LLC | Wind | Expired | Mojave | Kern | CA | 93501 | 35.0708 | -118.3292 | Brookfield | 30 | Category 0 | 3 | 11.36
Pacific Gas and Electric (PG) | QF Standard Contract | 1983 | Pacific-Ultrapower Chinese Station | Biomass | Expired | Jamestown | Tuolumne | CA | 95327 | 37.8772 | -120.4736 | IHI Power Services Corp. | 30 | Category 0 | 22 | 127.398
Pacific Gas and Electric (PG) | QF Standard Contract | 1985 | Tko Power (South Fork Bear Creek) | Small hydro | Expired | SHINGLETOWN | Shasta | CA | 96088 | 40.5331 | -121.95 | TKO Power (South Bear Creek) | 30 | Category 0 | 3 | 4.232
Southern California Edison (SC) | PSA - Solicitation | 2022 | Various | Various | Online | Various | Various | CA | Vario | Various | Various | Sonoma Clean Power Authority | 2 | Category 1 |  | 184
San Diego Gas & Electric (SD) | Utility-Owned Generation (UOG) | 2015 | Fairfield Grossmont Trolley | Solar PV - Ground mount | Expired | La Mesa | San Diego | CA | 91941 | 32.7836 | -117.0097 | Fairfield Grossmont Trolley, LLC | 10 | Category 0 | 0.0647 | 0.097
Pacific Gas and Electric (PG) | FIT - SB1122 (FIT - BioMAT) | 2018 | Still Water Power | Digester gas | Terminated | Hanford | Kings | CA | 93230 | 36.3986 | -119.5226 | Still Water Power LLC | 20 | Category 1 | 1 | 6.144 | [5 empty] | 2023-09-16
Pacific Gas and Electric (PG) | QF Standard Contract | 1985 | Forebay Wind LLC - Cwes | Wind | Expired | Tracy | San Joaquin | CA | 95391 | 37.7452 | -121.6034 | Forebay Wind, LLC | 30 | Category 0 | 2.1 | 0.537
Southern California Edison (SC) | QF Standard Contract | 1984 | AES Tehachapi Wind, LLC 85-A | Wind | Expired | Tehachapi | Kern | CA | 93561 | 35.0875 | -118.35 | AES Wind | 30 | Category 0 | 17 | 20.46
Pacific Gas and Electric (PG) | FIT - ReMAT | 2014 | 3N Energy Woodland | Solar PV - Ground mount | Terminated | Woodland | Yolo | CA | 95695 | 38.6323 | -121.8931 | NNN Land and Energy Advisors | 20 |  | 0.5 | 0.886
Pacific Gas and Electric (PG) | QF Standard Contract | 1985 | Lassen Station Hydro | Small hydro | Expired | Oroville | Butte | CA | 95965 | 39.7694 | -121.5033 | Lassen Station Hydroelectric LP | 30 | Category 0 | 0.99 | 2.688
Southern California Edison (SC) | FIT - ReMAT | 2021 | WDG Capital Partners IV, LP | Wind | Terminated | Mojave | Kern | CA | 93501 | 34.9837 | -118.2653 | WDG Capital Partners IV, LP | 20 | Category 1 | 3 | 10.512 | [5 empty] | 2023-07-31
Southern California Edison (SC) | PPA - Solicitation | 2018 | Community Solar Lancaster 1 | Solar PV - Ground mount | Terminated | Lancaster | Los Angeles | CA | 93535 | 34.73 | -118.22 | 5149 Lancaster Energy LLC | 20 | Category 1 | 3 | 9.61 | [5 empty] | 2023-07-06
Pacific Gas and Electric (PG) | QF Standard Contract | 1988 | Waste Management Renewable Energy | Landfill gas | Terminated | Livermore | Alameda | CA | 94550 | 37.7485 | -121.6499 | Waste Management, Inc. | 999 | Category 0 | 13.2 | 44.407 | [5 empty] | 2018-01-31
Pacific Gas and Electric (PG) | QF Standard Contract | 1982 | Donald R. Chenoweth | Wind | Terminated | Livermore | Alameda | CA | 94550 | 37.8077 | -121.7861 | Donald R. Chenoweth | 999 | Category 0 | 0.01 | 0.009 | [5 empty] | 2020-12-05
Pacific Gas and Electric (PG) | QF Standard Contract | 1985 | Thermal Energy Dev. Corp. | Biomass | Terminated | Tracy | San Joaquin | CA | 95377 | 37.7209 | -121.4905 | Greenleaf Power | 30 | Category 0 | 21 | 142.518 | [5 empty] | 2019-05-06
Pacific Gas and Electric (PG) | PPA - Bilateral | 2005 | El Nido Biomass Facility | Biomass | Terminated | Merced | Merced | CA | 95340 | 37.187 | -120.491 | Global Ampersand, LLC | 22 | Category 0 | 9 | 72 |  | 2006-07-28 | 2006-12-14 |  |  | 2023-08-10
Pacific Gas and Electric (PG) | PPA - Bilateral | 2005 | Chowchilla Biomass Facility | Biomass | Terminated | Chowchilla | Madera | CA | 93610 | 37.106 | -120.249 | Global Ampersand, LLC | 22 | Category 0 | 9 | 72 |  | 2006-07-28 | 2006-12-14 |  |  | 2023-08-10
Pacific Gas and Electric (PG) | FIT - 1969 | 2011 | South Sutter Water | Small hydro | Terminated | Sheridan | Placer | CA | 95681 | 38.9958 | -121.3772 | South Sutter Water District | 10 | Category 1 | 0.395 | 2 | [5 empty] | 2019-10-14
Pacific Gas and Electric (PG) | Utility-Owned Generation (UOG) | 1965 | Chili Bar Powerhouse | Small hydro | Terminated | Placerville | El Dorado | CA | 95667 | 38.7718 | -120.8132 | Chili Bar Powerhouse | 999 | Category 0 | 7 | 27.2968
Southern California Edison (SC) | PV PPA Programs | 2015 | Mirasol Pomona 1 | Solar PV - Rooftop | Terminated | Pomona | los angeles | CA | 91767 | 34.09 | -117.734 |  | 20 | Category 1 | 0.5 | 0.88 | [5 empty] | 2017-01-18
Pacific Gas and Electric (PG) | Utility-Owned Generation (UOG) | 1921 | Kern Canyon Powerhouse | Small hydro | Terminated | Bakersfield | Kern | CA | 93301 | 35.4407 | -118.7965 | Kern Canyon Powerhouse | 999 | Category 0 | 11.5 | 49.7443
Pacific Gas and Electric (PG) | Utility-Owned Generation (UOG) | 1942 | Narrows #1 Powerhouse | Small hydro | Terminated | Grass Valley | Nevada | CA | 95945 | 39.2364 | -121.2717 | Narrows #1 Powerhouse | 999 | Category 0 | 12 | 39.8262
Pacific Gas and Electric (PG) | QF Standard Contract | 1984 | Sierra Pacific Ind. (Quincy) | Biomass | Terminated | Quincy | Plumas | CA | 95971 | 39.9398 | -120.9132 | Sierra Pacific Industries | 30 | Category 0 | 20 | 130.721 | [5 empty] | 2015-09-08
Pacific Gas and Electric (PG) | QF Standard Contract | 1984 | Altamont Power LLC (3-4) | Wind | Expired | Tracy | Alameda | CA | 95391 | 37.7484 | -121.6276 | Altamont Power LLC (3-4 ) | 30 | Category 0 | 4.05 | 10.603
Southern California Edison (SC) | QF Standard Contract | 1984 | Desert Water Agency (Snow Creek) | Small hydro | Expired | Palm Springs | Riverside | CA | 92263 | 33.8882 | -116.6837 | Desert Water Agency (Snow Creek) | 30 | Category 0 | 0.3 | 0.5
Southern California Edison (SC) | QF Standard Contract | 1984 | AES Tehachapi Wind, LLC 85-B | Wind | Expired | Tehachapi | Kern | CA | 93561 | 35.0875 | -118.35 | AES Wind | 30 | Category 0 | 22.5 | 27.65
Southern California Edison (SC) | QF Standard Contract | 1988 | Mesa Consolidated Water District | Small hydro | Terminated | Costa Mesa | Orange | CA | 92627 | 33.6457 | -117.9327 | Mesa Consolidated Water District | 999 | Category 0 | 0.05 | [6 empty] | 2020-06-06
Southern California Edison (SC) | QF Standard Contract | 1984 | Difwind Farms Limited V | Wind | Expired | Palm Springs | Riverside | CA | 92262 | 33.8917 | -116.5917 | Difwind Farms Limited V | 30 | Category 0 | 7.9 | 14.46
Southern California Edison (SC) | QF Standard Contract | 1985 | Sky River Partnership (Wilderness II) | Wind | Terminated | Tehachapi | Kern | CA | 93561 | 35.2343 | -118.2388 | Sky River Partnership (Wilderness II) | 30 | Category 0 | 19.8 | 43.4 | [5 empty] | 2019-12-31
Southern California Edison (SC) | PPA - Solicitation | 2005 | MM Tajiguas Energy LLC | Landfill gas | Terminated | Goleta | Santa Barbara | CA | 93117 | 34.466 | -120.1029 | MM Tajiguas Energy LLC | 20 | Category 0 | 2.84 | 19 |  | 2007-01-02 | 2007-04-12 |  |  | 2020-10-21
Southern California Edison (SC) | PPA - Solicitation | 2009 | Ventura Regional Sanitation District | Landfill gas | Terminated | Santa Paula | Ventura | CA | 93060 | 34.3934 | -118.9991 | Ventura Regional Sanitation District | 10 | Category 0 | 1.5 | 9.63 |  | 2009-07-01 | 2009-12-17 |  |  | 2019-06-01
Southern California Edison (SC) | QF Standard Contract | 1983 | L.A. Co. Sanitation Dist CSD 2610 | Biomass | Terminated | Whittier | Los Angeles | CA | 90601 | 34.0273 | -118.0301 | L.A. Co. Sanitation Dist CSD 2610 | 999 | Category 0 | 3.9 | 5.84 | [5 empty] | 2020-07-23
Southern California Edison (SC) | FIT - 1969 | 2009 | Riverside County Waste Management Dept | Landfill gas | Terminated | Moreno Valley | Riverside | CA | 92555 | 33.9551 | -117.1215 | Riverside County Waste Management Dept | 10 | Category 0 | 1.1 | 6.57 | [5 empty] | 2018-02-28
Southern California Edison (SC) | FIT - SB1122 (FIT - BioMAT) | 2018 | ORGANIC ENERGY SOLUTIONS, LLC | Biomass | Terminated | San Bernardino | San Bernardino County | CA | 92407 | 34.1733 | -117.3464 | ORGANIC ENERGY SOLUTIONS, LLC | 20 | Category 1 | 1.6 | 11.85 | [5 empty] | 2020-01-13
Southern California Edison (SC) | FIT - SB1122 (FIT - BioMAT) | 2018 | Decade Energy LLC | Biomass | Terminated | Tulare | Tulare County | CA | 93274 | 36.2479 | -119.4974 | Decade Energy LLC | 20 | Category 1 | 0.8 | 5.1478 | [5 empty] | 2018-12-11
Southern California Edison (SC) | PPA - Solicitation | 2015 | Luz Solar Partners Ltd. IV | Solar Thermal - No Storage | Terminated | Boron | San Bernardino | CA | 93516 | 35.0142 | -117.5477 | Luz Solar Partners Ltd. IV | 10 | Category 1 | 30 | 68.33 |  | 2015-10-28 | 2016-08-19 |  |  | 2019-10-31
Pacific Gas and Electric (PG) | FIT - SB1122 (FIT - BioMAT) | 2018 | Blue Mountain Electric Company | Biomass | Terminated | Wilseyville | Calaveras | CA | 95257 | 38.3774 | -120.5122 | Blue Mountain Electric Company LLC | 20 | Category 1 | 3 | 18.75 | [5 empty] | 2023-06-14
Pacific Gas and Electric (PG) | QF Standard Contract | 1984 | Green Ridge Power LLC (110 MW) | Wind | Expired | Livermore | Contra Costa | CA | 94550 | 37.7063 | -121.7174 | Green Ridge Power LLC | 28 | Category 0 | 144.1 | 194.704
Pacific Gas and Electric (PG) | FIT - ReMAT | 2023 | Flying Goose Solar | Solar PV - Ground mount | Terminated | Wasco | Kern | CA | 93280 | 35.601 | -119.5809 | Flying Goose Solar, LLC | 20 | Category 1 | 3 | 9.225 | [5 empty] | 2023-07-04
Pacific Gas and Electric (PG) | QF Standard Contract | 1985 | Altamont Midway Ltd. | Wind | Expired | Tracy | San Joaquin | CA | 95391 | 37.7452 | -121.5739 | Forebay Wind, LLC | 30 | Category 0 | 48.9 | 13.071
San Diego Gas & Electric (SD) | PSA - Bilateral | 2021 | Clean Energy Alliance (“CEA”) - REC sales | Various | Online | Carlsbad | Carlsbad | CA | 92008 | various facilities | various facilities | Clean Energy Alliance | 10 | Category 1 |  |  |  | 2022-01-19 |  | 2022-02-23
Southern California Edison (SC) | PPA - Solicitation | 2015 | Luz Solar Partners Ltd. III | Solar Thermal - No Storage | Terminated | Boron | San Bernardino | CA | 93516 | 35.0142 | -117.5477 | Luz Solar Partners Ltd. III | 10 | Category 1 | 30 | 68.33 |  | 2015-10-28 | 2016-08-19 |  |  | 2019-10-31
Southern California Edison (SC) | PPA - Solicitation | 2015 | Luz Solar Partners Ltd. V | Solar Thermal - No Storage | Terminated | Boron | San Bernardino | CA | 93516 | 35.0142 | -117.5477 | Luz Solar Partners Ltd. V | 10 | Category 1 | 30 | 68.33 |  | 2015-10-28 | 2016-08-19 |  |  | 2019-10-31
Pacific Gas and Electric (PG) | QF CHP | 2016 | Rock Creek Hydro | Small hydro | Expired | Placerville | El Dorado | CA | 95667 | 38.7835 | -120.7785 | Rock Creek Hydro, LLC |  | Category 1 | 2.796 | 6.324
Southern California Edison (SC) | QF Standard Contract | 1994 | Water Facilities Authority | Small hydro | Terminated | Upland | San Bernardino | CA | 91789 | 34.0936 | -117.6557 | Water Facilities Authority | 30 | Category 0 | 0.224 | 0.05 | [5 empty] | 2017-07-06
Southern California Edison (SC) | FIT - SB1122 (FIT - BioMAT) | 2019 | Organic Energy Solutions | Biogas | Terminated | San Bernardino | San Bernardino | CA | 92407 | 34.1733 | -117.3464 | Organic Energy Solutions, LLC | 20 | Category 1 | 2.6 | 20 | [5 empty] | 2022-01-19
Southern California Edison (SC) | FIT - SB1122 (FIT - BioMAT) | 2019 | Phelan Park I, LLC | Biogas | Terminated | El Mirage | San Bernardino | CA | 92301 | 34.5769 | -117.5808 | Phelan Park I, LLC | 20 | Category 1 | 2.7 | 22.95 | [5 empty] | 2021-02-28
Pacific Gas and Electric (PG) | QF Standard Contract | 1986 | Humboldt Redwood Company | Biomass | Terminated | Scotia | Humboldt | CA | 95565 | 40.48 | -124.104 | Humboldt Redwood Company LLC | 999 | Category 0 | 22 | 113.674 | [5 empty] | 2017-05-31
Southern California Edison (SC) | QF Standard Contract | 1984 | Wind Stream Operations, LLC (VG # 3) | Wind | Expired | Tehachapi | Kern | CA | 93561 | 35.0708 | -118.3792 | Wind Stream Operations LLC | 30 | Category 0 | 6.015 | 9.35
Southern California Edison (SC) | PPA - Solicitation | 2005 | Coso Clean Power, LLC | Geothermal | Terminated | Little Lake | Inyo | CA | 93542 | 36.0369 | -117.7982 | Coso Clean Power, LLC | 20 | Category 0 | 204 | 1608 | [5 empty] | 2019-01-31
Pacific Gas and Electric (PG) | FIT - SB1122 (FIT - BioMAT) | 2018 | Open Sky Dairy Digester #2 | Digester gas | Terminated | Riverdale | Fresno | CA | 93656 | 36.4792 | -120.0177 | Open Sky Power LLC | 20 | Category 1 | 0.8 | 4.9 | [5 empty] | 2023-04-22
Southern California Edison (SC) | QF Standard Contract | 1986 | American Energy, Inc. (Fullerton Hydro) | Small hydro | Terminated | La Habra | Orange | CA | 90631 | 33.9246 | -117.9464 | American Energy, Inc. (Fullerton Hydro) | 30 | Category 0 | 0.4 | 0.78 | [5 empty] | 2017-01-31
Pacific Gas and Electric (PG) | QF Standard Contract | 1984 | Collins Pine | Biomass | Expired | CHESTER | Plumas | CA | 96020 | 40.3045 | -121.2336 | Collins Pine Company | 30 | Category 0 | 12 | 27.909
Southern California Edison (SC) | QF Standard Contract | 1995 | SCAQMD Solar Port | Solar PV - Ground mount | Terminated | Diamond Bar | Los Angeles | CA | 91765 | 34.0004 | -117.8301 | SCAQMD | 30 | Category 0 | 0.073 | [6 empty] | 2021-05-28
Pacific Gas and Electric (PG) | QF CHP | 2013 | Amedee Geothermal Venture 1 | Geothermal | Terminated | Wendel | Lassen | CA | 96136 | 40.3009 | -120.1952 | Amedee Geothermal Venture 1 | 1 |  | 0.69 | 3.5
San Diego Gas & Electric (SD) | Utility-Owned Generation (UOG) | 2015 | Sanford-Burnhan Medical Research Institute I | Solar PV - Ground mount | Terminated | San Diego | San Diego | CA | 92037 | 32.9027 | -117.2378 | Sanford-Burnhan Medical Research Institute | 10 | Category 0 | 0.2002 | 0.397 | [5 empty] | 2020-05-15
Pacific Gas and Electric (PG) | FIT - ReMAT | 2015 | Oak Leaf Solar X | Solar PV - Ground mount | Terminated | Lemoore | Kings | CA | 93245 | 36.2258 | -119.7803 | Enfinity CAFIT 1 jacobscorner LLC | 20 | Category 1 | 3 | 7.408 | [5 empty] | 2016-10-19
Southern California Edison (SC) | PV PPA Programs | 2015 | SunE- Cherry Fontana | Solar PV - Rooftop | Terminated | Fontana | San Bernardino | CA | 92336 | 34.117 | -117.487 | SunEdison Utility Solutions, LLC | 20 | Category 1 | 0.8 | 1.66 |  | 2015-04-17 | 2015-05-08 |  |  | 2016-12-05
San Diego Gas & Electric (SD) | PPA - Solicitation | 2020 | Exelon Generation Company, LLC | Biomass | Online | Wendel | Lassen | CA | 95816 | 40.3684 | -120.265 | Exelon Generation Company, LLC | 1 | Category 1 | 24 | 175 |  | 2020-08-07 | 2020-12-15
San Diego Gas & Electric (SD) | QF Standard Contract | 2022 | Starlight Solar | Solar PV + Storage | In Development | Boulevard | San Diego | CA | 91905 | 32.658 | -116.272 | Empire II Starlight, LLC | 12 | Category 1 | 17.4 | 50
Pacific Gas and Electric (PG) | FIT - ReMAT | 2015 | 2042 Baldwin | Solar PV - Ground mount | Terminated | Lakeport | Lake | CA | 95453 | 38.9658 | -122.9049 | Pristine Sun Fund 2, LLC | 20 | Category 1 | 1.25 | 2.908 | [5 empty] | 2017-03-01
Pacific Gas and Electric (PG) | PPA - Solicitation | 2004 | Buena Vista Wind Project | Wind | Expired | Byron | Contra Costa | CA | 94514 | 37.8078 | -121.6247 | Buena Vista Energy, LLC | 10 | Category 0 | 43 | 108 |  | 2005-04-26 | 2005-07-26
Southern California Edison (SC) | PV PPA Programs | 2015 | SunE- Mission Pomona | Solar PV - Rooftop | In Development | Pomona | Los Angeles | CA | 91766 | 34.055 | -117.778 | SunEdison Utility Solutions, LLC | 20 | Category 1 | 3.5 | 6.98 |  | 2015-04-17 |  |  |  | 2016-04-11
Pacific Gas and Electric (PG) | QF Standard Contract | 1986 | Yuba County Water Agency (Fish Release) | Small hydro | Expired | Dobbins | Yuba | CA | 95935 | 39.3924 | -121.1428 | Yuba County Water Agency | 30 | Category 0 | 0.15 | 1.054
Pacific Gas and Electric (PG) | FIT - ReMAT | 2021 | Hat Creek Hereford Ranch Power | Small hydro | Terminated | Hat Creek | Shasta | CA | 96040 | 40.7985 | -121.5043 | Hat Creek Hereford Ranch Power | 20 | Category 1 | 0.1 | 0.50352 | [5 empty] | 2022-08-08
Southern California Edison (SC) | FIT - ReMAT | 2016 | NEENACH SOLAR | Solar PV - Ground mount | Terminated | Fairmont | Los Angeles | CA | 93536 | 34.8136 | -118.6012 | NEENACH SOLAR 1B SOUTH, LLC | 20 | Category 1 | 1.5 | 4.473 | [5 empty] | 2019-04-15 17:00
Southern California Edison (SC) | QF Standard Contract | 1984 | EUI Management PH Inc. | Wind | Expired | White Water | Riverside | CA | 92282 | 33.9412 | -116.6225 | EUI | 30 | Category 0 | 25.535 | 47.39
Southern California Edison (SC) | PPA - Solicitation | 2005 | Geysers Power Company, LLC (f/k/a 3052) | Geothermal | Expired | Middletown | Sonoma/Lake | CA | 95461 | 38.7849 | -122.7135 | Geysers Power Company, LLC | 10 | Category 0 | 225 | 1971 |  | 2007-06-01 | 2007-11-16 |  |  | 2017-05-31
Pacific Gas and Electric (PG) | PPA - Solicitation | 2022 | RPCA Solar 8, LLC | Solar PV - Ground mount | In Development | Firebaugh | Fresno | CA | 93622 | 36.9071 | -120.633 | RPCA Solar 8, LLC | 20 | Category 1 | 5 | 14.03
Pacific Gas and Electric (PG) | QF Standard Contract | 1985 | Tres Vaqueros Wind Farms, LLC | Wind | Expired | Altamont Pass | Contra Costa | CA | 94550 | 37.7721 | -121.7392 | Tres Vaqueros Wind Farms, LLC | 29 | Category 0 | 28 | 16.759
Southern California Edison (SC) | FIT - ReMAT | 2014 | Ecos Energy, LLC (Utah-Mesa Solar) | Solar PV - Ground mount | Terminated | Twentynine Palms | San Bernardino | CA | 92277 | 33.8365 | -117.141 | Ecos Energy LLC | 20 | Category 1 | 1.5 | 4.42 | [5 empty] | 2015-10-22
Pacific Gas and Electric (PG) | QF Standard Contract | 1985 | Forebay Wind LLC - Altech | Wind | Expired | Tracy | San Joaquin | CA | 95391 | 37.7452 | -121.6034 | Forebay Wind, LLC | 30 | Category 0 | 5.76 | 4.146
San Diego Gas & Electric (SD) | Utility-Owned Generation (UOG) | 2015 | Amylin Pharmaceuticals | Solar PV - Ground mount | Terminated | San Diego | San Diego | CA | 92121 | 32.5239 | -117.123 | Amylin Pharmaceuticals, Inc. | 5 | Category 0 | 0.2 | 0.382
San Diego Gas & Electric (SD) | PPA - Bilateral | 1985 | Santa Fe Irrigation District (Badger Filtration Plant) | Conduit hydro | Expired | Rancho Santa Fe | San Diego | CA | 92067 | 33.052 | -117.17 | Santa Fe Irrigation District | 20 | Category 0 | 1.485 | 1
Southern California Edison (SC) | PPA - Solicitation | 2021 | Various | Various | Online | Various | Various | CA, AZ, NV | Vario | Various | Various | SREC Trade | 1 | Category 3 | 37.5 | 37.5
Pacific Gas and Electric (PG) | FIT - SB1122 (FIT - BioMAT) | 2019 | Carriere Family Farms | Biogas | In Development | Glenn | Glenn | CA | 95943 | 39.5053 | -122.0173 | CarriereTech Energy Partners LLC | 20 | Category 1 | 0.99 | 7.3715
Pacific Gas and Electric (PG) | FIT - ReMAT | 2014 | 2275 Hattesen | Solar PV - Ground mount | Terminated | Stratford | Kings | CA | 93266 | 36.1967 | -119.7803 | Pristine Sun Fund 6, LLC | 20 | Category 1 | 1.88 | 4.389 | [5 empty] | 2017-04-28
San Diego Gas & Electric (SD) | PSA - Bilateral | 2021 | San Diego Community Power (“SDCP”) - REC sales | Various | Online | San Diego | San Diego | CA | 92112 | various facilities | various facilities | San Diego Community Power | 12 | Category 1 |  |  |  | 2022-01-19 |  | 2022-02-23
San Diego Gas & Electric (SD) | FIT-SB1122 (FIT-BioMAT) | 2017 | Lakeside Biogas LLC | Digester gas | Terminated | Lakeside | San Diego | CA | 92040 | 32.9005 | -116.9314 | Alpha-Gamma Technologies, Inc. | 15 | Category 1 | 3 | 24.44 | [5 empty] | 2017-08-24
Pacific Gas and Electric (PG) | FIT - ReMAT | 2014 | NLP Porter Ranch G18, LLC (SB32) | Solar PV - Ground mount | Terminated | Bradley | Monterey | CA | 98014 | 35.8707 | -120.8467 | NLP Porter Ranch G18, LLC | 20 | Category 1 | 3 | 8.56 | [5 empty] | 2014-11-03
Pacific Gas and Electric (PG) | FIT - SB1122 (FIT - BioMAT) | 2018 | Van Der Kooi Dairy Digester | Digester gas | Terminated | Riverdale | Fresno | CA | 93656 | 36.4827 | -120.0468 | Van Der Kooi Dairy Power LLC | 20 | Category 1 | 0.8 | 4.8 | [5 empty] | 2020-06-30
Southern California Edison (SC) | FIT - SB1122 (FIT - BioMAT) | 2019 | Phelan Park I, LLC | Biogas | Terminated | El Mirage | San Bernardino | CA | 92301 | 34.5769 | -117.5808 | Phelan Park | 20 | Category 1 | 2.7 | 22.95 | [5 empty] | 2021-02-28
Southern California Edison (SC) | FIT - 1969 | 2012 | Coronus Hesperia West 2 | Solar PV - Ground mount | Terminated | Hesperia | San Bernardino | CA | 92345 | 34.3913 | -117.3626 | Coronus Hesperia West 2 LLC | 20 | Category 1 | 1.5 | 3.6 |  | 2013-03-26 | 2013-06-27 |  |  | 2014-09-04
Pacific Gas and Electric (PG) | FIT - SB1122 (FIT - BioMAT) | 2019 | Lisa Boone Harris | Biogas | Terminated | Live Oak | Sutter | CA | 95953 | 39.2274 | -121.6591 | WOF CA LBH PROJECT LLC | 20 | Category 1 | 2.84 | 2.0926 | [5 empty] | 2022-03-25
Pacific Gas and Electric (PG) | FIT - ReMAT | 2015 | Merced 2 - (SB32) | Solar PV - Ground mount | Terminated | Dos Palos | Merced | CA | 95630 | 37.0011 | -120.6644 | Green Light Energy Corp. | 20 | Category 1 | 1.5 | 3.301 | [5 empty] | 2016-01-19
San Diego Gas & Electric (SD) | PPA - Bilateral | 2003 | SDCWA - Rancho Penasquitos Hydro | Conduit hydro | Expired | San Diego | San Diego | CA | 92129 | 32.9362 | -117.113 | San Diego County Water Authority (SDCWA) | 10 | Category 0 | 4.5 | 20 |  | 2004-01-14 | 2004-05-27
Southern California Edison (SC) | PV PPA Programs | 2015 | Boomer Solar 2 | Solar PV - Rooftop | Terminated | Ontario | San Bernardino | CA | 91764 | 34.071 | -117.53 | Boomer Solar 2 LLC | 20 | Category 1 | 1 | 2.08 |  | 2015-04-17 | 2015-05-08 |  |  | 2016-12-05
Pacific Gas and Electric (PG) | QF Standard Contract | 1984 | Sierra Pacific Ind. (Burney) | Biomass | Terminated | Burney | Shasta | CA | 96013 | 40.8764 | -121.7018 | Sierra Pacific Industries | 30 | Category 0 | 20 | 85.089 | [5 empty] | 2015-09-08
Pacific Gas and Electric (PG) | FIT - 1969 | 2012 | Agua Caliente (Bena A) | Solar PV - Ground mount | Terminated | Arvin | Kern | CA | 93203 | 35.3273 | -118.7459 | Ignite Solar, LLC | 20 | Category 1 | 1.5 | 2.1 | [5 empty] | 2014-09-10
Southern California Edison (SC) | QF Standard Contract | 1985 | Three Valleys MWD (Miramar) | Small hydro | Terminated | Claremont | Los Angeles | CA | 91711 | 34.1289 | -117.6978 | Three Valleys MWD | 30 | Category 0 | 0.52 | 0.73 | [5 empty] | 2016-07-15
Pacific Gas and Electric (PG) | QF Standard Contract | 1985 | Sierra Pacific Ind. (Lincoln) | Biomass | Terminated | Lincoln | Placer | CA | 95648 | 38.8703 | -121.299 | Sierra Pacific Industries | 30 | Category 0 | 7.5 | 61.766 | [5 empty] | 2015-09-08
Southern California Edison (SC) | QF Standard Contract | 1984 | L.A. Co. Sanitation Dist (Puente Hills) | Biogas | Terminated | Whittier | Los Angeles | CA | 90601 | 34.0273 | -118.0301 | LA San. District | 30 | Category 0 | 50 | 378.65 | [5 empty] | 2016-12-31
Pacific Gas and Electric (PG) | QF Standard Contract | 1986 | David O. Harde | Small hydro | Terminated | Somerset | El Dorado | CA | 95684 | 38.6134 | -120.6986 | David O. Harde | 999 | Category 0 | 0.1 | 0.014 | [5 empty] | 2017-11-24
Southern California Edison (SC) | QF Standard Contract | 1984 | Section 20 Trust | Wind | Terminated | Palm Springs | Riverside | CA | 92262 | 33.8917 | -116.5833 | AES Wind | 30 | Category 0 | 13.51 | 40.11 | [5 empty] | 2015-01-19
Southern California Edison (SC) | FIT - 1969 | 2012 | Desmon Power Products LLC #5713 | Solar PV - Ground mount | Terminated | Johnson Valley | San Bernardino | CA | 92285 | 34.3401 | -116.4712 | Desmon Power LLC | 20 | Category 1 | 1.5 | 4.85 |  | 2013-03-26 | 2013-06-27 |  |  | 2015-02-06
Pacific Gas and Electric (PG) | QF Standard Contract | 2008 | Sierra Pacific Ind.(Sonora) | Biomass | Terminated | Sonora | Tuolumne | CA | 95370 | 37.9615 | -120.3176 | Sierra Pacific Industries | 30 | Category 0 | 7.5 | 12.113 | [5 empty] | 2015-09-08
Southern California Edison (SC) | PV PPA Programs | 2013 | SunE - Torrance | Solar PV - Rooftop | Terminated | Torrance | Los Angeles | CA | 90501 | 33.8548 | -118.3124 | SunEdison Utility Solutions, LLC | 20 | Category 1 | 0.75 | 1.6 |  | 2014-03-18 | 2014-05-12 |  |  | 2014-09-18
Southern California Edison (SC) | QF Standard Contract | 1985 | Westwind Trust | Wind | Terminated | Palm Springs | Riverside | CA | 92262 | 33.9333 | -116.5625 | enXco | 30 | Category 0 | 22.5 | 25.24 | [5 empty] | 2017-06-30
Southern California Edison (SC) | QF Standard Contract | 1986 | L.A. Co. Sanitation Dist Spadra | Biogas | Terminated | Walnut | Los Angeles | CA | 91789 | 34.037 | -117.8248 | LA San. District | 30 | Category 0 | 8 | 42.09 | [5 empty] | 2016-12-14
Pacific Gas and Electric (PG) | FIT - 1969 | 2013 | Greenlight - Vega Solar Project | Solar PV - Ground mount | Terminated | Sanger | Fresno | CA | 93657 | 36.7555 | -119.4195 | Green Light Energy Corporation | 20 | Category 1 | 1.5 | 2.1 | [5 empty] | 2014-07-28
Pacific Gas and Electric (PG) | QF Standard Contract | 1984 | Rio Bravo Rocklin | Biomass | Terminated | Rocklin | Placer | CA | 95648 | 38.8317 | -121.3133 | IHI Power Services Corp. | 30 | Category 0 | 25 | 168.097 | [5 empty] | 2017-09-07
Pacific Gas and Electric (PG) | QF Standard Contract | 1984 | Rio Bravo Fresno | Biomass | Terminated | Fresno | Fresno | CA | 93727 | 36.6878 | -119.727 | IHI Power Services Corp. | 30 | Category 0 | 26.5 | 170.282 | [5 empty] | 2017-09-07
Pacific Gas and Electric (PG) | QF Standard Contract | 2002 | Sierra Pacific Ind. (Anderson) | Biomass | Terminated | Anderson | Shasta | CA | 96007 | 40.4731 | -122.3233 | Sierra Pacific Industries | 6 | Category 0 | 5 | 1.661 | [5 empty] | 2015-09-08
Pacific Gas and Electric (PG) | PPA - Solicitation | 2005 | Bottle Rock Power (2nd Amended & Restated) | Geothermal | Terminated | Cobb | Lake | CA | 95426 | 38.8417 | -122.7657 | Bottle Rock Power, LLC | 20 | Category 1 | 15 | 125 |  | 2006-05-15 | 2006-10-05 |  | 2012-10-01 | 2015-03-31
Pacific Gas and Electric (PG) | QF Standard Contract | 1985 | Burney Forest Products | Biomass | Terminated | Burney | Shasta | CA | 96013 | 40.879 | -121.727 | Burney Forest Products | 30 | Category 0 | 31 | 212.555 | [5 empty] | 2017-10-31
Southern California Edison (SC) | QF Standard Contract | 1985 | Sky River Partnership (Wilderness III) | Wind | Terminated | Tehachapi | Kern | CA | 93561 | 35.2643 | -118.2459 | Sky River Partnership (Wilderness III) | 30 | Category 0 | 20.925 | 44.13 | [5 empty] | 2019-12-31
San Diego Gas & Electric (SD) | Renewable Auction Mechanism (RAM) | 2013 | Sun Edison Brown Field | Solar PV - Ground mount | Terminated | San Diego | San Diego | CA | 92154 | 32.5738 | -116.967 | SunEdison Origination3, LLC | 20 | Category 1 | 5 | 13.43 | RAM 4 | 2013-11-22 | 2013-12-20 |  |  | 2015-09-17
Southern California Edison (SC) | PV PPA Programs | 2013 | SunE - Dupont Ontario | Solar PV - Rooftop | Terminated | Ontario | San Bernardino | CA | 91761 | 34.0525 | -117.563 | SunE DB22, LLC | 20 | Category 1 | 0.5 | 1.08 |  | 2014-03-18 | 2014-05-12 |  |  | 2016-05-22
San Diego Gas & Electric (SD) | FIT - ReMAT | 2014 | SEPV Boulevard 2 | Solar PV - Ground mount | Terminated | Boulevard | San Diego | CA | 91905 | 32.4 | -116.15 | SEPV Boulevard, LLC | 20 | Category 1 | 2.9 | 9.274 | [5 empty] | 2016-03-24
Pacific Gas and Electric (PG) | FIT - 1969 | 2012 | Kern River (Bena B) | Solar PV - Ground mount | Terminated | Arvin | Kern | CA | 93203 | 35.3273 | -118.7459 | Ignite Solar, LLC | 20 | Category 1 | 1.5 | 2.1 | [5 empty] | 2014-09-10
San Diego Gas & Electric (SD) | Utility-Owned Generation (UOG) | 2012 | Pala Solar Energy Project (SDG&E) | Solar PV - Ground mount | Terminated | Various | San Diego | CA | 92059 | 33.2123 | -117.0641 | SDG&E | 25 | Category 1 | 2 | 4.2 |  | 2008-07-11 | 2010-09-02 | 2012-06-20 | 2012-08-05 | 2017-06-01
Pacific Gas and Electric (PG) | FIT - ReMAT | 2014 | Peterson Rd. Solar I | Solar PV - Ground mount | Terminated | Wasco | Kern | CA | 93280 | 35.7075 | -119.4804 | Rival Power & Energy LLC | 20 | Category 1 | 2 | 3.417 | [5 empty] | 2016-09-09
Southern California Edison (SC) | PV PPA Programs | 2013 | SunE - San Bernardino | Solar PV - Rooftop | Terminated | San Bernardino | San Bernardino | CA | 92408 | 34.0835 | -117.2671 | SunEdison Utility Solutions, LLC | 20 | Category 1 | 1.5 | 3.23 |  | 2014-03-18 | 2014-05-12 |  |  | 2015-04-20
Southern California Edison (SC) | Renewable Auction Mechanism (RAM) | 2013 | Patterson Pass Wind Farm, LLC | Wind | Terminated | Livermore | Alameda | CA | 94550 | 37.6937 | -121.5918 | Patterson Pass Wind Farm, LLC | 20 | Category 1 | 19.8 | 71.11 | RAM 4 | 2013-11-21 | 2013-11-30 |  |  | 2015-08-10
Pacific Gas and Electric (PG) | FIT - 1969 | 2013 | San Joaquin 1B Fit 1 (GASNA 36P) | Solar PV - Ground mount | Terminated | San Joaquin | Fresno | CA | 93660 | 36.5296 | -120.1443 | GASNA 36P LLC | 20 | Category 1 | 1.5 | 2.1 | [5 empty] | 2015-05-01
San Diego Gas & Electric (SD) | PPA - Bilateral | 2009 | Calpine Geysers | Geothermal | Expired | Middletown | Sonoma/Lake | CA | 95441 | 38.8153 | -122.801 | Calpine Energy Services, L. P. | 5 | Category 0 | 13 | 9 |  | 2010-03-29 | 2010-07-08
Southern California Edison (SC) | PSA - Solicitation | 2021 | Various | Various | Online | Various | Various | CA | Vario | Various | Various | Sonoma Clean Power | 2 | Category 1 |  | 73 |  | 2021-05-19
Southern California Edison (SC) | Renewable Auction Mechanism (RAM) | 2014 | Joshua Tree Solar Farm, LLC | Solar PV - Ground mount | Terminated | Joshua Tree | San Bernardino | CA | 92252 | 34.1545 | -116.2505 | NextEra (FP&L) | 20 | Category 1 | 20 | 53.61 | RAM 5 | 2014-11-06 | 2015-01-21 |  |  | 2017-03-24
Pacific Gas and Electric (PG) | FIT - 1969 | 2012 | Sequoia (Bena C) | Solar PV - Ground mount | Terminated | Arvin | Kern | CA | 93203 | 35.3273 | -118.7459 | Ignite Solar, LLC | 20 | Category 1 | 1.5 | 2.1 | [5 empty] | 2014-09-10
Pacific Gas and Electric (PG) | FIT - 1969 | 2013 | Pristine Sun- 2189 Gabrych | Solar PV - Ground mount | Terminated | Red Bluff | Tehama | CA | 96035 | 40.0161 | -122.2254 | Pristine Sun Fund 2, LLC | 20 | Category 1 | 1.25 | 1.8 | [5 empty] | 2015-02-16
Pacific Gas and Electric (PG) | FIT - 1969 | 2013 | Greenlight Energy- Iota Solar Project | Solar PV - Ground mount | Terminated | Sanger | Fresno | CA | 93657 | 36.7513 | -119.4163 | Green Light Energy Corporation | 20 | Category 1 | 1.5 | 2.1 | [5 empty] | 2014-07-28
Pacific Gas and Electric (PG) | QF Standard Contract | 1984 | Sutter's Mill | Small hydro | Terminated | Shingletown | Shasta | CA | 96088 | 40.497 | -121.8464 | Shamrock Utilities, LLC | 999 | Category 0 | 0.15 | 0.748 | [5 empty] | 2017-10-16
Pacific Gas and Electric (PG) | FIT - ReMAT | 2015 | Pristine Sun Fund 2126 Lovell (SB32) | Solar PV - Ground mount | Terminated | Orland | Glenn | CA | 94105 | 39.7775 | -122.2495 | Pristine Sun Fund 2 LLC | 20 | Category 1 | 0.833 | 1.94 | [5 empty] | 2016-01-07
Pacific Gas and Electric (PG) | FIT - SB1122 (FIT - BioMAT) | 2018 | Napa Recycling Biomass Plant | Biomass | Terminated | Napa | Napa | CA | 94503 | 38.2095 | -122.2645 | Napa Recycling & Waste Services, LLC | 20 | Category 1 | 1 | 6.17 | [5 empty] | 2020-06-29
Pacific Gas and Electric (PG) | FIT - ReMAT | 2014 | RGA2 Solar | Solar PV - Ground mount | Terminated | Auberry | Fresno | CA | 93602 | 37.0646 | -119.4863 | Pristine Sun Fund 6, LLC | 20 | Category 1 | 1.75 | 3.272 | [5 empty] | 2016-09-09
Pacific Gas and Electric (PG) | FIT - 1969 | 2013 | Pristine Sun- 2076 Maas | Solar PV - Ground mount | Terminated | Chico | Butte | CA | 95973 | 39.896 | -121.7457 | Pristine Sun Fund 6, LLC | 20 | Category 1 | 1.25 | 1.8 | [5 empty] | 2015-08-25
Pacific Gas and Electric (PG) | FIT - 1969 | 2011 | Central Valley Ag Power | Biomass | Terminated | Oakdale | Stanislaus | CA | 95361 | 37.7666 | -120.8472 | Central Valley Ag Power, LLC | 20 | Category 1 | 1.5 | 11.2 | [5 empty] | 2015-10-21
Pacific Gas and Electric (PG) | FIT - ReMAT | 2014 | Camden 1 | Solar PV - Ground mount | Terminated | Riverdale | Fresno | CA | 93656 | 36.444 | -119.8107 | GASNA 30P, LLC (Camden FiT 1) | 20 | Category 1 | 2 | 4.357 | [5 empty] | 2016-05-16
Pacific Gas and Electric (PG) | PPA - Bilateral | 2009 | Solar Partners XXII (Palen SEGS, BrightSource PPA 6) | Solar Thermal - No Storage | Terminated | Desert Center | Riverside | CA | 92239 | 33.687 | -115.235 | Solar Partners XXII, LLC | 25 | Category 0 | 200 | 572.9 |  | 2009-05-13 | 2009-09-29 |  |  | 2014-09-04
Pacific Gas and Electric (PG) | PPA - Bilateral | 2009 | Solar Partners XXIII (Palen SEGS, BrightSource PPA 7) | Solar Thermal - No Storage | Terminated | Desert Center | Riverside | CA | 92239 | 33.687 | -115.235 | Solar Partners XXIII, LLC | 25 | Category 0 | 200 | 572.9 |  | 2009-05-13 | 2009-09-29 |  |  | 2014-09-04
Southern California Edison (SC) | FIT - ReMAT | 2014 | Apex Natural Renewable Generation, LLC | Solar PV - Ground mount | Terminated | Exeter | Tulare | CA | 93221 | 36.3038 | -119.1021 | Apex Natural Renewable Generation, LLC | 20 | Category 1 | 0.5 | 1.14 | [5 empty] | 2015-05-04
Pacific Gas and Electric (PG) | FIT - SB1122 (FIT - BioMAT) | 2019 | Lone Oak Dairy Digester | Digester gas | Terminated | Fresno | Fresno | CA | 93706 | 36.5832 | -120.0569 | Lone Oak Energy LLC | 20 | Category 1 | 1.028 | 7.019 | [5 empty] | 2020-10-13
Pacific Gas and Electric (PG) | PPA - Bilateral | 2009 | Rice Solar Energy Amended and Restated | Solar Thermal - With Storage (molten salt) | Terminated | Rice (Rice Airfield) | Riverside | CA | 92280 | 34.0658 | -114.7203 | Rice Solar Energy, LLC | 25 | Category 0 | 150 | 449 |  | 2009-12-22 | 2010-08-02 |  |  | 2014-09-08
Pacific Gas and Electric (PG) | FIT - ReMAT | 2015 | 2257 Campbell | Solar PV - Ground mount | Terminated | Orland | Glenn | CA | 95963 | 39.7807 | -122.1334 | Pristine Sun Fund 8, LLC | 20 | Category 1 | 0.75 | 1.691 | [5 empty] | 2017-03-09
Pacific Gas and Electric (PG) | FIT - 1969 | 2012 | Tehachapi (Oswell B) | Solar PV - Ground mount | Terminated | Bakersfield | Kern | CA | 93307 | 35.3107 | -118.9477 | Ignite Solar, LLC | 20 | Category 1 | 1.5 | 2.1 | [5 empty] | 2014-09-10
Pacific Gas and Electric (PG) | PV PPA Programs | 2012 | Foothill Farmington - PV 2 | Solar PV - Ground mount | Terminated | Farmington | San Joaquin | CA | 95230 | 37.9447 | -120.9989 | Foothill Farmington Solar Project, LLC | 20 | Category 1 | 2 | 3.23 |  | 2012-09-07 | 2012-10-08 |  |  | 2014-10-22
Southern California Edison (SC) | QF Standard Contract | 1990 | Monte Vista Water District | Small hydro | Terminated | Montclair | San Bernardino | CA | 91763 | 34.0923 | -117.6847 | Monte Vista Water District | 30 | Category 0 | 0.865 | 0.27 | [5 empty] | 2014-07-20
Pacific Gas and Electric (PG) | FIT - 1969 | 2013 | APEX 615-408 | Solar PV - Ground mount | Terminated | Cutler | Kings | CA | 93615 | 36.5321 | -119.2838 | Apex Natural Renewable Generation LLC | 20 | Category 1 | 0.998 | 1.4 | [5 empty] | 2015-02-26
Southern California Edison (SC) | QF Standard Contract | 2016 | Smoke Tree Wind, LLC | Wind | Terminated | Desert Hot Springs | Riverside | CA | 92240 | 33.9249 | -116.5685 | Smoke Tree Wind, LLC | 1 | Category 1 |  | 12.73 | [5 empty] | 2016-10-21
Pacific Gas and Electric (PG) | FIT - 1969 | 2013 | imMODO- Lemoore 2 | Solar PV - Ground mount | Terminated | Lemoore | Kings | CA | 93245 | 36.1394 | -120.1609 | ImMODO California 1, LLC | 20 | Category 1 | 1.5 | 2.1 | [5 empty] | 2015-03-10
Pacific Gas and Electric (PG) | FIT - 1969 | 2013 | imMODO- Lemoore 3 | Solar PV - Ground mount | Terminated | Lemoore | Kings | CA | 93245 | 36.1394 | -120.1609 | ImMODO California 1, LLC | 20 | Category 1 | 1.5 | 2.1 | [5 empty] | 2015-02-17
Pacific Gas and Electric (PG) | Renewable Auction Mechanism (RAM) | 2012 | Sand Hill Wind, LLC - RAM 3 | Wind | Terminated | Tracy | San Joaquin | CA | 95351 | 37.7521 | -121.6063 | Sand Hill Wind, LLC | 20 | Category 1 | 20 | 43.76 | RAM 3 | 2013-04-30 | 2013-05-29 |  |  | 2016-04-13
Southern California Edison (SC) | FIT - 1969 | 2012 | Desmon Power Products LLC #5709 | Solar PV - Ground mount | Terminated | Johnson Valley | San Bernardino | CA | 92285 | 34.3434 | -116.4732 | Desmon Power LLC | 20 | Category 1 | 1.5 | 4.85 |  | 2013-03-26 | 2013-06-27 |  |  | 2015-02-06
Pacific Gas and Electric (PG) | Renewable Auction Mechanism (RAM) | 2014 | Altech III | Wind | Terminated | Palm Springs | Riverside | CA | 92262 | 33.8928 | -116.5722 | VPI Enterprises, Inc. | 20 | Category 1 | 20 | 53.13 | RAM 5 | 2014-11-21 | 2014-12-21 |  |  | 2016-12-09
Pacific Gas and Electric (PG) | QF Standard Contract | 1985 | HL Power | Biomass | Terminated | Wendel | Lassen | CA | 96136 | 40.3537 | -120.2159 | HL Power Company | 30 | Category 0 | 32 | 166.019 | [5 empty] | 2017-01-31
Pacific Gas and Electric (PG) | FIT - ReMAT | 2016 | 2235 Leong | Solar PV - Ground mount | Terminated | Oroville | Butte | CA | 95966 | 39.5251 | -121.5419 | Pristine Sun Fund 6, LLC | 20 | Category 1 | 1.75 | 4.093 | [5 empty] | 2018-02-19
Pacific Gas and Electric (PG) | FIT - ReMAT | 2015 | 2245 Gentry | Solar PV - Ground mount | Terminated | Lincoln | Placer | CA | 95648 | 38.8693 | -121.3837 | Pristine Sun Fund 6, LLC | 20 | Category 1 | 2.3 | 5.197 | [5 empty] | 2017-03-20
Southern California Edison (SC) | QF Standard Contract | 1984 | Western Wind Energy Corp (Windridge) | Wind | Terminated | Tehachapi | Kern | CA | 93561 | 35.0958 | -118.3917 | Brookfield | 30 | Category 0 | 4.5 | 1.38 | [5 empty] | 2015-05-28
Southern California Edison (SC) | Renewable Standard Contract (RSC) | 2009 | WMES El Sobrante | Landfill gas | Terminated | Corona | Riverside | CA | 92883 | 33.7932 | -117.4742 | WM Energy Solutions, Inc. | 10 | Category 0 | 3.77 | 17 |  | 2010-03-29 | 2010-09-23 |  |  | 2016-11-10
Southern California Edison (SC) | QF Standard Contract | 1985 | Desert Winds II Pwr Purch Trst | Wind | Terminated | Mojave | Kern | CA | 93501 | 35.05 | -118.275 | Desert Winds II Pwr Purch Trst | 30 | Category 0 | 75 | 201.9 | [5 empty] | 2020-02-29
Southern California Edison (SC) | PSA - Solicitation | 2020 | Various | Various | Online | Various | Various | CA | Vario | Various | Various | Clean Power Alliance of Southern California | 2 | Category 1 |  | 5.277 |  | 2020-07-29 | 2020-08-25
Pacific Gas and Electric (PG) | Renewable Auction Mechanism (RAM) | 2014 | Maricopa West Solar | Solar PV - Ground mount | Terminated | Maricopa | Kern | CA | 93268 | 35.112 | -119.3274 | Maricopa West Solar PV 2, LLC | 15 | Category 1 | 20 | 54.947 | RAM 5 | 2014-11-21 | 2014-12-21 |  |  | 2017-06-12
Pacific Gas and Electric (PG) | PPA - Bilateral | 2009 | Shasta Renewable Resources (fka Anderson Biomass Plant and Kiara Biomass) | Biomass | Terminated | Anderson | Shasta | CA | 96007 | 40.4688 | -122.328 | Shasta Renewable Resources, LLC | 15 | Category 1 | 6.8 | 50 |  | 2010-11-04 | 2011-12-15 |  |  | 2015-01-30
Pacific Gas and Electric (PG) | PPA - Solicitation | 2012 | Sand Hill Wind II - Altamont | Wind | Terminated | Tracy | San Joaquin | CA | 95351 | 37.7521 | -121.6063 | Sand Hill Wind, LLC | 20 | Category 1 | 8.6 | 22.8 |  | 2014-02-20 | 2014-10-17 |  |  | 2015-02-17
Southern California Edison (SC) | FIT - 1969 | 2012 | Coronus 29 Palms North 3 | Solar PV - Ground mount | Terminated | Twentynine Palms | San Bernardino | CA | 92277 | 34.1707 | -116.0775 | Coronus 29-Palms North 3 LLC | 20 | Category 1 | 1.5 | 3.53 |  | 2013-03-26 | 2013-06-27 |  |  | 2014-09-04
Pacific Gas and Electric (PG) | PPA - Solicitation | 2012 | Sand Hill Wind II - Dyer Road | Wind | Terminated | Tracy | San Joaquin | CA | 95351 | 37.7521 | -121.6063 | Sand Hill Wind, LLC | 20 | Category 1 | 11.4 | 30.2 |  | 2014-02-20 | 2014-10-17 |  |  | 2015-02-17
Pacific Gas and Electric (PG) | FIT - 1969 | 2013 | Westlands Solar - WSF PV 1.5 | Solar PV - Ground mount | Terminated | Huron | Fresno | CA | 93234 | 36.1394 | -120.1609 | WSF PV2, LLC | 20 | Category 1 | 1.5 | 2.1 | [5 empty] | 2015-04-13
Pacific Gas and Electric (PG) | FIT - 1969 | 2013 | Pristine Sun- 2143 Dacy | Solar PV - Ground mount | Terminated | Chico | Butte | CA | 95973 | 39.8435 | -121.8288 | Pristine Sun Fund 6, LLC | 20 | Category 1 | 1.25 | 1.8 | [5 empty] | 2015-08-25
Pacific Gas and Electric (PG) | Renewable Auction Mechanism (RAM) | 2012 | Peabody RBJ - RAM 2 | Solar PV - Ground mount | Terminated | Vacaville | Solano County | CA | 95687 | 38.3145 | -121.927 | Gestamp Asetym Solar North America, Inc. | 20 | Category 1 | 14 | 29.35 | RAM 2 | 2012-09-28 | 2012-11-09 |  |  | 2015-07-10
Pacific Gas and Electric (PG) | FIT - ReMAT | 2014 | 2241 Alavi (SB32) | Solar PV - Ground mount | Terminated | Rio Vista | Solano | CA | 94105 | 38.1868 | -121.7743 | Pristine Power LLC | 20 | Category 1 | 2.1 | 5.317 | [5 empty] | 2016-02-23
Southern California Edison (SC) | FIT - 1969 | 2012 | Desmon Power Products LLC #5710 | Solar PV - Ground mount | Terminated | Johnson Valley | San Bernardino | CA | 92285 | 34.3436 | -116.4711 | Desmon Power LLC | 20 | Category 1 | 1.5 | 4.85 |  | 2013-03-26 | 2013-06-27 |  |  | 2015-02-06
Pacific Gas and Electric (PG) | FIT - ReMAT | 2015 | Pristine Sun 2265 Caughran (SB32/ReMAT) | Solar PV - Ground mount | Terminated | Lodi | San Joaquin | CA | 95240 | 38.1492 | -121.1078 | Pristine Sun Fund 2, LLC | 20 | Category 1 | 1.82 | 4.296 | [5 empty] | 2016-02-09
San Diego Gas & Electric (SD) | Renewable Auction Mechanism (RAM) | 2013 | Sun Edison Victorville Solar | Solar PV - Ground mount | In Development | Victorville | San Bernardino | CA | 92394 | 34.59 | -117.275 | Victorville Landfill Solar L.P. | 20 | Category 1 | 10 | 27.32 | RAM 4 | 2013-11-22 | 2013-12-20
Pacific Gas and Electric (PG) | FIT - ReMAT | 2015 | Pristine Sun 2267 Estrella (SB32/ReMAT) | Solar PV - Ground mount | Terminated | Reedley | Fresno | CA | 93654 | 36.6126 | -119.3823 | Pristine Sun Fund 2, LLC | 20 | Category 1 | 1.04 | 2.411 | [5 empty] | 2016-02-09
Pacific Gas and Electric (PG) | FIT - ReMAT | 2016 | 2207 Ritchie | Solar PV - Ground mount | Terminated | Anderson | Shasta | CA | 96007 | 40.482 | -122.212 | Pristine Sun Fund 6, LLC | 20 | Category 1 | 0.333 | 0.777 | [5 empty] | 2018-08-20
Pacific Gas and Electric (PG) | FIT - ReMAT | 2016 | 2243 Fuller (SB32) | Solar PV - Ground mount | Terminated | Jackson | Amador | CA | 95642 | 38.3272 | -120.7585 | Pristine Sun Fund 2, LLC | 20 | Category 1 | 0.5 | 1.173 | [5 empty] | 2016-04-03
Pacific Gas and Electric (PG) | FIT - 1969 | 2013 | Pristine Sun- 2045 Layton | Solar PV - Ground mount | Terminated | Taft | Kern | CA | 93268 | 35.2124 | -119.3947 | Pristine Sun Fund 2, LLC | 20 | Category 1 | 0.5 | 0.7 | [5 empty] | 2014-09-29
Pacific Gas and Electric (PG) | FIT - 1969 | 2012 | Garces (Oswell A) | Solar PV - Ground mount | Terminated | Bakersfield | Kern | CA | 93307 | 35.3107 | -118.9477 | Ignite Solar, LLC | 20 | Category 1 | 1.5 | 2.1 | [5 empty] | 2014-09-10
Pacific Gas and Electric (PG) | FIT - ReMAT | 2014 | Gustine 1 | Solar PV - Ground mount | Terminated | Gustine | Merced | CA | 95322 | 37.2402 | -121.048 | GASNA 60P, LLC | 20 | Category 1 | 2 | 4.196 | [5 empty] | 2016-05-16
Southern California Edison (SC) | Renewable Standard Contract (RSC) | 2009 | WMES Simi Valley | Landfill gas | Terminated | Simi Valley | Ventura | CA | 93065 | 34.292 | -118.7993 | WM Energy Solutions, Inc. | 10 | Category 0 | 2.49 | 11 |  | 2010-03-29 | 2010-09-23 |  |  | 2016-11-10
Southern California Edison (SC) | FIT - 1969 | 2012 | Gales B East | Solar PV - Ground mount | In Development | Hanford | Kings | CA | 93230 | 36.2139 | -119.3457 | Helen Solar, LLC | 20 | Category 1 | 1.5 | 3.24 |  | 2013-03-26 | 2013-06-27 |  |  | 2014-08-12
San Diego Gas & Electric (SD) | FIT - 1969 | 2013 | Buckman Springs PV 1 | Solar PV - Ground mount | In Development | Pine Valley | San Diego | CA | 91962 | 32.7606 | -116.489 | Fresh Air Energy II, LLC | 20 | Category 1 | 1.5 | 3.348
Southern California Edison (SC) | FIT - 1969 | 2012 | Coronus Joshua Tree East 5 LLC | Solar PV - Ground mount | In Development | Joshua Tree | San Bernardino | CA | 92252 | 34.1404 | -116.2277 | Coronus Joshua Tree East 5 LLC | 20 | Category 1 | 1.5 | 3.6 |  | 2013-03-26 | 2013-06-27
Southern California Edison (SC) | PV PPA Programs | 2015 | SunE- Cucamonga Ontario West | Solar PV - Rooftop | In Development | Ontario | San Bernardino | CA | 91761 | 34.039 | -117.634 | SunEdison Utility Solutions, LLC | 20 | Category 1 | 1.88 | 3.78 |  | 2015-04-17 |  |  |  | 2016-04-11
Southern California Edison (SC) | FIT - 1969 | 2012 | Desmon Power Products LLC #5711 | Solar PV - Ground mount | Terminated | Johnson Valley | San Bernardino | CA | 92285 | 34.3418 | -116.4732 | Desmon Power LLC | 20 | Category 1 | 1.5 | 4.85 |  | 2013-03-26 | 2013-06-27 |  |  | 2015-02-06
San Diego Gas & Electric (SD) | FIT - 1969 | 2013 | Calico Ranch Solar Project | Solar PV - Ground mount | In Development | Julian | San Diego | CA | 92036 | 33.0834 | -116.639 | Ecos Energy, LLC | 20 | Category 1 | 1 | 2.3289
Southern California Edison (SC) | PV PPA Programs | 2015 | Boomer Solar 7 | Solar PV - Rooftop | Terminated | Compton | Los Angeles | CA | 90220 | 33.869 | -118.225 | Boomer Solar 7 LLC | 20 | Category 1 | 1.2 | 2.31 |  | 2015-04-17 | 2015-05-08 |  |  | 2016-12-05
San Diego Gas & Electric (SD) | PPA - Solicitation | 2018 | Cameron (SB43) | Solar PV - Ground mount | Terminated | Campo | San Diego | CA | 91903 | 32.3912 | -116.3012 | FFP CA Community Solar, LLC | 20 | Category 1 | 2.4 | 7.3 |  | 2018-05-18 |  | 2018-06-11 |  | 2021-03-25
San Diego Gas & Electric (SD) | FIT - SB1122 (FIT - BioMAT) | 2017 | Lakeside BioGas | Digester gas | Terminated | Lakeside | San Diego | CA | 92040 | 32.9002 | -116.9356 | Alpha-Gamma Technologies, Inc. | 20 | Category 1 | 3 | 24.44 | [5 empty] | 2021-03-24
Southern California Edison (SC) | PV PPA Programs | 2015 | SunE- Jurupa Ontario | Solar PV - Rooftop | In Development | Ontario | San Bernardino | CA | 91761 | 34.05 | -117.569 | SunEdison Utility Solutions, LLC | 20 | Category 1 | 1.2 | 2.24 |  | 2015-04-17 |  |  |  | 2016-04-11
Southern California Edison (SC) | QF Standard Contract | 1985 | Calleguas MWD - Unit 2 (East Portal) | Small hydro | Terminated | Chatsworth | Los Angeles | CA | 91311 | 34.2619 | -118.6242 | Calleguas MWD | 30 | Category 0 | 1.25 | 5.49 | [5 empty] | 2014-10-01
Southern California Edison (SC) | PV PPA Programs | 2013 | SunE - Jurupa Fontana | Solar PV - Rooftop | Terminated | Fontana | San Bernardino | CA | 92337 | 34.0472 | -117.5138 | SunEdison Utility Solutions, LLC | 20 | Category 1 | 1 | 1.98 |  | 2014-03-18 | 2014-05-12 |  |  | 2015-04-20
Southern California Edison (SC) | PV PPA Programs | 2013 | SunE - Mira Loma | Solar PV - Rooftop | Terminated | Mira Loma | Riverside | CA | 91752 | 34.032 | -117.5277 | SunE DB21, LLC | 20 | Category 1 | 0.5 | 1.1 |  | 2014-03-18 | 2014-05-12 |  |  | 2016-05-22
Southern California Edison (SC) | FIT - 1969 | 2012 | Zamora Zuni Road South | Solar PV - Ground mount | Terminated | Apple Valley | San Bernardino | CA | 92307 | 34.3213 | -117.1076 | Zuni Solar, LLC | 20 | Category 1 | 1.5 | 3.29 |  | 2013-03-26 | 2013-06-27 |  |  | 2015-02-28
San Diego Gas & Electric (SD) | FIT - 1969 | 2013 | Buckman Springs PV 2 | Solar PV - Ground mount | In Development | Pine Valley | San Diego | CA | 91962 | 32.7623 | -116.488 | Fresh Air Energy II, LLC | 20 | Category 1 | 1.5 | 3.35
Southern California Edison (SC) | FIT - 1969 | 2012 | Coronus 29-Palms North 2 | Solar PV - Ground mount | Terminated | Twentynine Palms | San Bernardino | CA | 92277 | 34.1703 | -116.0756 | Coronus 29-Palms North 2 LLC | 20 | Category 1 | 1.5 | 3.53 |  | 2013-03-26 | 2013-06-27 |  |  | 2014-09-04
Pacific Gas and Electric (PG) | QF Standard Contract | 1984 | Madera Canal (1923) | Small hydro | Expired | Madera | Madera | CA | 93636 | 37.158 | -120.1216 | Madera-Chowchilla Water And Power Authority | 30 | Category 0 | 0.916 | 1.722
Southern California Edison (SC) | FIT - 1969 | 2012 | SP Indigo Ranch A2, LLC | Solar PV - Ground mount | Terminated | Desert Center | Riverside | CA | 92239 | 33.7539 | -115.3481 | SP Indigo Ranch A2, LLC | 20 | Category 1 | 1.5 | 3.51 |  | 2013-03-26 | 2013-06-27 |  |  | 2014-10-08
Southern California Edison (SC) | PSA - Solicitation | 2020 | Various | Various | Online | Various | Various | CA | Vario | Various | Various | Commercial Energy of Montana, Inc. | 2 | Category 1 |  | 39.871 |  | 2020-08-25
Southern California Edison (SC) | FIT - 1969 | 2012 | SP Indigo Ranch B2, LLC | Solar PV - Ground mount | Terminated | Desert Center | Riverside | CA | 92239 | 33.7839 | -115.3258 | SP Indigo Ranch B2, LLC | 20 | Category 1 | 1.5 | 3.51 |  | 2013-03-26 | 2013-06-27 |  |  | 2014-10-08
Southern California Edison (SC) | FIT - ReMAT | 2014 | Neenach Solar 1B South, LLC | Solar PV - Ground mount | In Development | Lancaster | Los Angeles | CA | 93534 | 34.8183 | -118.5981 | Neenach Solar 1B South, LLC | 20 | Category 1 | 1.5 | 4.83 | [5 empty] | 2016-04-16
Southern California Edison (SC) | PV PPA Programs | 2015 | SunE- Quarry Corona | Solar PV - Rooftop | Terminated | Corona | Riverside | CA | 92879 | 33.879 | -117.551 | SunEdison Utility Solutions, LLC | 20 | Category 1 | 1.75 | 3.38 |  | 2015-04-17 | 2015-05-08 |  |  | 2016-12-05
Southern California Edison (SC) | FIT - 1969 | 2012 | SP Indigo Ranch C2, LLC | Solar PV - Ground mount | Terminated | Desert Center | Riverside | CA | 92239 | 33.7839 | -115.3258 | SP Indigo Ranch C2, LLC | 20 | Category 1 | 1.5 | 3.51 |  | 2013-03-26 | 2013-06-27 |  |  | 2014-10-08
Pacific Gas and Electric (PG) | QF Standard Contract | 1984 | Wheelabrator Shasta | Biomass | Terminated | Anderson | Shasta | CA | 96007 | 40.4282 | -122.2754 | Wheelabrator Shasta Energy Company, Inc. | 30 | Category 0 | 54.9 | 388.822 | [5 empty] | 2017-12-01
Southern California Edison (SC) | PV PPA Programs | 2015 | SunE- Santa Ana | Solar PV - Rooftop | In Development | Santa Ana | Orange | CA | 92707 | 33.724 | -117.855 | SunEdison Utility Solutions, LLC | 20 | Category 1 | 1.4 | 2.51 |  | 2015-04-17 |  |  |  | 2016-04-11
Southern California Edison (SC) | FIT - 1969 | 2013 | Coronus Yucca Valley East 3 LLC | Solar PV - Ground mount | Terminated | Joshua Tree | San Bernardino | CA | 92252 | 34.1178 | -116.3557 | Coronus Yucca Valley East 3 LLC | 20 | Category 1 | 1.5 | 3.6 |  | 2013-03-26 | 2013-06-27 |  |  | 2014-10-06
Southern California Edison (SC) | FIT - 1969 | 2012 | Summer Solar E2, LLC | Solar PV - Ground mount | Terminated | Lancaster | Los Angeles | CA | 93536 | 34.7228 | -118.2898 | Summer Solar E2, LLC | 20 | Category 1 | 1.5 | 3.97 | [5 empty] | 2014-06-06
San Diego Gas & Electric (SD) | PPA - Bilateral | 2010 | Tierra del Sol Solar Farm | Solar PV - Ground mount | In Development | Calexico | Imperial | CA | 92231 | 32.6794 | -115.6207 | Imperial Valley Solar 2 LLC | 25 | Category 1 | 45 | 113 |  | 2011-07-14 | 2011-11-10
Southern California Edison (SC) | PV PPA Programs | 2013 | SunE - Redlands | Solar PV - Rooftop | Terminated | Redlands | San Bernardino | CA | 92374 | 34.0758 | -117.2316 | SunE Solar XVIII Project 1, LLC | 20 | Category 1 | 1.5 | 3.09 |  | 2014-03-18 | 2014-05-12 |  |  | 2016-05-22
San Diego Gas & Electric (SD) | PPA - Bilateral | 2010 | Rugged Solar | Solar PV - Ground mount | Terminated | Calexico | Imperial | CA | 92231 | 32.6646 | -115.6386 | Imperial Valley Solar 2 LLC | 25 | Category 1 | 80 | 203 |  | 2011-07-14 | 2011-11-10 |  |  | 2014-11-28
Southern California Edison (SC) | PPA - Solicitation | 2015 | SunE (Bell Tustin) | Solar PV - Rooftop | In Development | Tustin | Orange | CA | 92780 | 33.7176 | -117.8379 | SUNE RAPID5222 LLC | 20 | Category 1 | 1.131 | 2.33 |  | 2015-12-15 | 2016-09-15 |  |  | 2017-01-04
Pacific Gas and Electric (PG) | QF Standard Contract | 1984 | Mega Renewables (Silver Springs) | Small hydro | Expired | Big Bend | Shasta | CA | 96011 | 41.0207 | -121.9111 | Mega Renewables | 30 | Category 0 | 0.6 | 2.141
Southern California Edison (SC) | FIT - 1969 | 2012 | Gales A West | Solar PV - Ground mount | In Development | Hanford | Kings | CA | 93230 | 36.2139 | -119.3457 | Helen Solar, LLC | 20 | Category 1 | 1.5 | 3.24 |  | 2013-03-26 | 2013-06-27 |  |  | 2014-08-12
Southern California Edison (SC) | FIT - 1969 | 2012 | Summer Solar F2, LLC | Solar PV - Ground mount | Terminated | Lancaster | Los Angeles | CA | 93536 | 34.7231 | -118.2898 | Summer Solar F2, LLC | 20 | Category 1 | 1.5 | 3.97 | [5 empty] | 2014-06-06
San Diego Gas & Electric (SD) | Renewable Auction Mechanism (RAM) | 2015 | Midway Solar Farm III | Solar PV - Ground mount | Terminated | Calipatria | Imperial | CA | 92227 | 33.9301 | -115.3227 | 97WI 8ME LLC | 20 | Category 1 | 20 | 61.072 | RAM 6 |  |  |  |  | 2017-01-01
San Diego Gas & Electric (SD) | FIT - SB1122 (FIT - BioMAT) | 2017 | Lakeside Biogas LLC | Digester gas | Terminated | Lakeside | San Diego | CA | 92040 | 32.9002 | -116.9356 | Alpha-Gamma Technologies, Inc. | 15 | Category 1 | 3 | 24.44 | [5 empty] | 2019-02-14 16:00
Southern California Edison (SC) | Renewable Auction Mechanism (RAM) | 2014 | San Jacinto Solar 14.5, LLC | Solar PV - Ground mount | Terminated | San Jacinto | Riverside | CA | 92582 | 33.8102 | -117.0338 | NextEra (FP&L) | 20 | Category 1 | 14.5 | 36.16 | RAM 5 | 2014-11-06 | 2015-01-21 |  |  | 2016-03-10
Southern California Edison (SC) | Renewable Auction Mechanism (RAM) | 2015 | Little Bear Solar 1, LLC | Solar PV - Ground mount | Terminated | Mendota | Fresno | ca | 93640 | 36.7163 | -120.4208 | First Solar | 15 | Category 1 | 20 | 732 | RAM 6 |  |  |  |  | 2016-02-29
San Diego Gas & Electric (SD) | PPA - Bilateral | 2010 | LanEast Solar Farm | Solar PV - Ground mount | Terminated | Calexico | Imperial | CA | 92231 | 32.6646 | -115.6386 | Imperial Valley Solar 2 LLC | 25 | Category 1 | 22 | 54.8 |  | 2011-03-31 | 2011-11-10 |  |  | 2014-12-19
Southern California Edison (SC) | FIT - 1969 | 2012 | Zamora Zuni Road North | Solar PV - Ground mount | Terminated | Apple Valley | San Bernardino | CA | 92308 | 34.3213 | -117.1076 | Zuni Solar, LLC | 20 | Category 1 | 1.5 | 3.29 |  | 2013-03-26 | 2013-06-27 |  |  | 2015-02-28
Southern California Edison (SC) | PV PPA Programs | 2013 | SunE - Oxnard | Solar PV - Rooftop | Terminated | Oxnard | Ventura | CA | 93030 | 34.1993 | -119.1676 | SunEdison Utility Solutions, LLC | 20 | Category 1 | 2 | 4.23 |  | 2014-03-18 | 2014-05-12 |  |  | 2015-04-23
San Diego Gas & Electric (SD) | FIT - 1969 | 2013 | Viejas Blvd. PV2 | Solar PV - Ground mount | Terminated | Descanso | San Diego | CA | 91916 | 32.8508 | -116.605 | Fresh Air Energy II, LLC | 20 | Category 1 | 1.5 | 3.348 | [5 empty] | 2015-03-28
Southern California Edison (SC) | PV PPA Programs | 2015 | Boomer Solar 22 | Solar PV - Rooftop | Terminated | Carson | Los Angeles | CA | 90810 | 33.844 | -118.215 | Boomer Solar 22 LLC | 20 | Category 1 | 0.56 | 1.12 |  | 2015-04-17 | 2015-05-08 |  |  | 2016-12-05
San Diego Gas & Electric (SD) | FIT - 1969 | 2012 | Global Renewable Energy dba Con Dios Solar 33 | Solar PV - Ground mount | Terminated | Valley Center | San Diego | CA | 92082 | 33.2478 | -117.0913 | Desmon Power Products LLC | 20 | Category 1 | 1.5 | 4.4 | [5 empty] | 2015-05-16
San Diego Gas & Electric (SD) | BioRAM (Bio Energy/Mass) | 2016 | HL Power Company | Biomass | Online | Wendel | Lassen | CA | 95816 | 40.3684 | -120.265 | HL Power Company, LP | 5 | Category 1 | 24 | 175 |  | 2016-11-16 | 2016-12-16
Southern California Edison (SC) | PV PPA Programs | 2015 | SunEdison Origination 3, LLC | Solar PV - Ground mount | Terminated | Twenty Nine Palms | San Bernardino | CA | 92277 | 34.2121 | -116.0888 | Central Antelope Dry Ranch B, LLC | 20 | Category 1 | 15 | 4.6 | [5 empty] | 2015-11-20
Pacific Gas and Electric (PG) | QF Standard Contract | 1984 | Green Ridge Power LLC (100 MW - D) | Wind | Expired | Tracy | San Joaquin | CA | 94550 | 37.7063 | -121.7174 | Green Ridge Power LLC | 28 | Category 0 | 15 | 21.327
Southern California Edison (SC) | FIT - ReMAT | 2016 | Lancaster Solar Works 4 | Solar PV - Ground mount | Terminated | Lancaster | Los Angeles | CA | 93534 | 34.6505 | -118.1129 | Lancaster Solar Works 4, LLC | 20 | Category 1 | 3 | 3.291 | [5 empty] | 2016-02-24
Southern California Edison (SC) | FIT - 1969 | 2012 | Desmon Power Products LLC #5705 | Solar PV - Ground mount | Terminated | Yucca Valley | San Bernardino | CA | 92285 | 34.2595 | -116.3413 | sPower | 20 | Category 1 | 1.5 | 4.85 |  | 2013-03-26 | 2013-06-27 |  |  | 2015-02-06
Southern California Edison (SC) | Renewable Auction Mechanism (RAM) | 2013 | Smoke Tree Wind, LLC | Wind | Terminated | Desert Hot Springs | Riverside | CA | 92240 | 33.9472 | -116.5273 | Smoke Tree Wind, LLC | 20 | Category 1 | 16 | 47.65 | RAM 4 | 2013-11-21 | 2013-11-30 |  |  | 2016-05-23
Southern California Edison (SC) | PV PPA Programs | 2015 | Boomer Solar 12 | Solar PV - Rooftop | Terminated | Ontario | San Bernardino | CA | 91761 | 34.056 | -117.552 | Boomer Solar 12 LLC | 20 | Category 1 | 0.7 | 1.36 |  | 2015-04-17 | 2015-05-08 |  |  | 2016-12-05
Southern California Edison (SC) | PV PPA Programs | 2015 | Boomer Solar 15 | Solar PV - Rooftop | Terminated | Carson | Los Angeles | CA | 90810 | 33.833 | -118.23 | Boomer Solar 15 LLC | 20 | Category 1 | 0.9 | 1.77 |  | 2015-04-17 | 2015-05-08 |  |  | 2016-12-05
Southern California Edison (SC) | PV PPA Programs | 2015 | Boomer Solar 17 | Solar PV - Rooftop | Terminated | Montebello | Los Angeles | CA | 90640 | 33.981 | -118.125 | Boomer Solar 17 LLC | 20 | Category 1 | 0.88 | 1.68 |  | 2015-04-17 | 2015-05-08 |  |  | 2016-12-05
Southern California Edison (SC) | QF Standard Contract | 1984 | Energy Development & Construction Corp Corporation | Wind | Online | Desert Hot Springs | Riverside | CA | 92240 | 33.9229 | -116.5656 | Energy Development & Construction Corp Corporation | 30 | Category 0 | 11.655 | 34.75
Southern California Edison (SC) | Utility-Owned Generation (UOG) | 2008 | SPVP013 - Redlands | Solar PV - Rooftop | Online | Redlands | San Bernardino | CA | 92374 | 34.08465833333334 | -117.2361 | SPVP013 - Redlands | 999 | Category 1 | 3.5 | 6.3379
Southern California Edison (SC) | FIT - 1969 | 2012 | Coronus Apple Valley East 2, LLC | Solar PV - Ground mount | Terminated | Apple Valley | San Bernardino | CA | 92308 | 34.4404 | -117.1709 | Coronus Apple Valley East 2, LLC | 20 | Category 1 | 1.5 | 3.57 |  | 2013-03-26 | 2013-06-27 |  |  | 2014-10-06
Southern California Edison (SC) | Renewable Auction Mechanism (RAM) | 2015 | Little Bear Solar 2, LLC | Solar PV - Ground mount | Terminated | Mendota | Fresno | ca | 93640 | 36.7166 | -120.4097 | First Solar | 15 | Category 1 | 20 | 732 | RAM 6 |  |  |  |  | 2016-02-29
Southern California Edison (SC) | FIT - ReMAT | 2016 | Milestone Wildomar, LLC | Solar PV - Rooftop | Terminated | Wildomar | Riverside | CA | 95295 | 33.5952 | -117.2266 | Milestone Wildomar, LLC | 20 | Category 1 | 1.224 | 2.109 | [5 empty] | 2018-06-19
Southern California Edison (SC) | FIT - 1969 | 2012 | Coronus Apple Valley East 1, LLC | Solar PV - Ground mount | Terminated | Apple Valley | San Bernardino | CA | 92308 | 34.4417 | -117.1712 | Coronus Apple Valley East 1, LLC | 20 | Category 1 | 1.5 | 3.57 |  | 2013-03-26 | 2013-06-27 |  |  | 2014-10-06
Southern California Edison (SC) | FIT - 1969 | 2012 | Summer Solar G2, LLC | Solar PV - Ground mount | Terminated | Lancaster | Los Angeles | CA | 93536 | 34.7239 | -118.2897 | Summer Solar G2, LLC | 20 | Category 1 | 1.5 | 3.97 | [5 empty] | 2014-06-06
Southern California Edison (SC) | FIT - 1969 | 2012 | Desmon Power Products LLC #5706 | Solar PV - Ground mount | Terminated | Yucca Valley | San Bernardino | CA | 92285 | 34.2601 | -116.3353 | sPower | 20 | Category 1 | 1.5 | 4.85 |  | 2013-03-26 | 2013-06-27 |  |  | 2015-02-06
Southern California Edison (SC) | FIT - 1969 | 2012 | San Jacinto Solar | Solar PV - Ground mount | Terminated | Nuevo | Riverside | CA | 92567 | 33.8339 | -117.1435 | San Jacinto Solar LLC (being formed) | 20 | Category 1 | 1.5 | 4.2 |  | 2013-03-26 | 2013-06-27 |  |  | 2014-11-20
Southern California Edison (SC) | PPA - Solicitation | 2015 | SunE (Red Hill) | Solar PV - Rooftop | In Development | Tustin | Orange | CA | 92780 | 33.7137 | -117.8362 | SUNE RAPID5223 LLC | 20 | Category 1 | 1.036 | 1.99 |  | 2015-12-15 | 2016-09-15 |  |  | 2017-01-04
Southern California Edison (SC) | PV PPA Programs | 2015 | Boomer Solar 6 | Solar PV - Rooftop | Terminated | La Mirada | Los Angeles | CA | 90638 | 33.882 | -118.015 | Boomer Solar 6 LLC | 20 | Category 1 | 0.88 | 1.69 |  | 2015-04-17 | 2015-05-08 |  |  | 2016-12-05
Southern California Edison (SC) | PV PPA Programs | 2015 | SunE- Victorville | Solar PV - Rooftop | Terminated | Victorville | San Bernardino | CA | 93385 | 34.484 | -117.284 | SunEdison Utility Solutions, LLC | 20 | Category 1 | 5 | 11.15 |  | 2015-04-17 | 2015-05-08 |  |  | 2016-12-05
Southern California Edison (SC) | PV PPA Programs | 2013 | Tribal Solar, LLC | Solar PV - Ground mount | Terminated | Laughlin | San Bernardino | CA | 89028 | 34.9529 | -114.6533 | First Solar | 20 | Category 1 | 328 | 898.3801 |  | 2014-10-29 | 2015-03-27 |  |  | 2017-02-03
Southern California Edison (SC) | PV PPA Programs | 2015 | SunE- Elm Fontana | Solar PV - Rooftop | Terminated | Fontana | San Bernardino | CA | 92337 | 34.056 | -117.469 | SunEdison Utility Solutions, LLC | 20 | Category 1 | 1.5 | 2.84 |  | 2015-04-17 | 2015-05-08 |  |  | 2016-12-05
Southern California Edison (SC) | PV PPA Programs | 2015 | SunE- Fontana | Solar PV - Rooftop | Terminated | Fontana | San Bernardino | CA | 92337 | 34.06 | -117.51 | SunEdison Utility Solutions, LLC | 20 | Category 1 | 0.9 | 1.82 |  | 2015-04-17 | 2015-05-08 |  |  | 2016-12-05
Southern California Edison (SC) | FIT - 1969 | 2012 | Desmon Power Products LLC #5712 | Solar PV - Ground mount | Terminated | Johnson Valley | San Bernardino | CA | 92285 | 34.3419 | -116.4712 | Desmon Power LLC | 20 | Category 1 | 1.5 | 4.85 |  | 2013-03-26 | 2013-06-27 |  |  | 2015-02-06
Pacific Gas and Electric (PG) | PPA - Solicitation | 2005 | Hatchet Ridge | Wind | Online | Burney | Shasta | CA | 96013 | 40.8692 | -121.7594 | Hatchet Ridge Wind, LLC | 15 | Category 0 | 103.2 | 303 |  | 2008-11-20 16:00 | 2009-02-22 16:00
Southern California Edison (SC) | Renewable Auction Mechanism (RAM) | 2013 | RE Yakima, LLC | Solar PV - Ground mount | Terminated | Mojave | Kern | CA | 93501 | 35.0364 | -118.1808 | RE Yakima LLC | 20 | Category 1 | 20 | 60.19 | RAM 3 | 2013-05-01 | 2013-06-03 |  |  | 2014-11-07
Southern California Edison (SC) | Renewable Auction Mechanism (RAM) | 2013 | Maricopa East Solar PV2, LLC | Solar PV - Ground mount | Terminated | Maricopa | Kern | CA | 93313 | 35.1011 | -119.0846 | Maricopa East Solar PV2, LLC | 10 | Category 1 | 18 | 46.76 | RAM 4 | 2013-11-21 | 2013-11-30 |  |  | 2016-02-25
San Diego Gas & Electric (SD) | FIT - 1969 | 2013 | Viejas Blvd PV 1 | Solar PV - Ground mount | In Development | Descanso | San Diego | CA | 91916 | 32.8514 | -116.603 | Fresh Air Energy II, LLC | 20 | Category 1 | 1.5 | 3.349
Southern California Edison (SC) | PPA - Solicitation | 2018 | 5149 Lancaster Energy LLC | Solar PV - Ground mount | Terminated | Lancaster | Los Angeles | CA | 93535 | 34.73 | -118.22 | 5149 Lancaster Energy LLC | 20 | Category 1 | 3 | 9.61 |  | 2019-03-08 | 2019-04-27 |  |  | 2022-06-13
San Diego Gas & Electric (SD) | PPA - Bilateral | 2010 | LanWest Solar Farm | Solar PV - Ground mount | Terminated | Calexico | Imperial | CA | 92231 | 32.6646 | -115.6386 | Imperial Valley Solar 2 LLC | 25 | Category 1 | 6.5 | 13.7 |  | 2011-03-31 | 2011-11-10 |  |  | 2014-12-19
San Diego Gas & Electric (SD) | FIT - ReMAT | 2014 | OCI Solar Lakeside | Solar PV - Ground mount | Terminated | Lakeside | San Diego | CA | 92040 | 32.8779 | -116.863 | OCI Solar Lakeside LLC | 20 | Category 1 | 2 | 5.4 | [5 empty] | 2015-08-27
Pacific Gas and Electric (PG) | QF Standard Contract | 1985 | Fairfield Power Plant (Papazian) | Small hydro | Terminated | Merced | Merced | CA | 95340 | 37.3686 | -120.4321 | Merced Irrigation District | 999 | Category 0 | 0.9 | 1.651 | [5 empty] | 2015-02-28
Southern California Edison (SC) | FIT - 1969 | 2012 | USFS San Dimas Technology and Development Center | Solar PV - Ground mount | Terminated | San Dimas | Los Angeles | CA | 91773 | 34.1057 | -117.8004 | US Gov't | 10 | Category 1 | 0.25 | 0.2 | [5 empty] | 2022-07-22
Southern California Edison (SC) | QF Standard Contract | 1985 | Victory Garden Phase IV Partner - 6104 | Wind | Terminated | Tehachapi | Kern | CA | 93561 | 35.0875 | -118.35 | Victory Garden Phase IV Partner - 6104 | 30 | Category 0 | 6.975 | 15.54 | RAM 3 |  |  |  |  | 2020-01-31
Pacific Gas and Electric (PG) | FIT - SB1122 (FIT - BioMAT) | 2019 | WCW Generator 1 | Biogas | Terminated | Fresno | Fresno County | CA | 93725 | 36.6901 | -119.7509 | West Coast Waste Co., Inc. | 20 | Category 1 | 3 | 23.472 | [5 empty] | 2020-04-21 17:00
San Diego Gas & Electric (SD) | PPA - Solicitation | 2020 | BCE Los Alamitos (Bright Canyon) | Solar PV + Storage | In Development | Los Alamitos | Orange | CA | 90720 | 33°46’52.59N | 118°3’16.68”W | BCE LOS Alamitos, LLC | 10 | Category 1 | 20 | 58.35 |  | 2020-12-30 | 2021-04-15
Southern California Edison (SC) | QF Standard Contract | 2014 | FTS Project Owner 1, LLC (Summer North) | Solar PV - Ground mount | Expired | Lancaster | Los Angeles | CA | 93536 | 34.725 | -118.294 | FTS Project Owner 1, LLC | 1 | Category 1 | 6.5 | 16.68
Pacific Gas and Electric (PG) | FIT - 1969 | 2013 | imMODO- Lemoore 4 | Solar PV - Ground mount | Terminated | Lemoore | Kings | CA | 93245 | 36.1394 | -120.1609 | ImMODO California 1, LLC | 20 | Category 1 | 1.5 | 2.1 | [5 empty] | 2015-02-17
San Diego Gas & Electric (SD) | FIT - ReMAT | 2014 | SunEdison-Cameron | Solar PV - Ground mount | Terminated | San Diego | San Diego | CA | 91906 | 32.651 | -116.501 | Axio Power Holdings, LLC | 20 | Category 1 | 2.4 | 7.025 | [5 empty] | 2015-12-07
Southern California Edison (SC) | FIT - 1969 | 2012 | Summer Solar H2, LLC | Solar PV - Ground mount | Terminated | Lancaster | Los Angeles | CA | 93536 | 34.7232 | -118.2895 | Summer Solar H2, LLC | 20 | Category 1 | 1.5 | 3.97 | [5 empty] | 2014-06-06
San Diego Gas & Electric (SD) | Utility-Owned Generation (UOG) | 2015 | SDCCD - Skills Center | Solar PV - Ground mount | Expired | San Diego | San Diego | CA | 92101 | 32.6995 | -117.1019 | San Diego Community College District | 10 | Category 0 | 0.056 | 0.094
Southern California Edison (SC) | PV PPA Programs | 2015 | Boomer Solar 18 | Solar PV - Rooftop | Terminated | Los Angeles | Los Angeles | CA | 90040 | 34.003 | -118.128 | Boomer Solar 18 LLC | 20 | Category 1 | 1.76 | 3.39 |  | 2015-04-17 | 2015-05-08 |  |  | 2016-12-05
Pacific Gas and Electric (PG) | QF CHP | 2012 | STS Hydropower (Kekawaka) | Small hydro | Terminated | Zenia | Trinity and Humboldt | CA | 95595 | 40.17 | -123.643 | STS HydroPower Kekawaka | 7 | Category 1 | 5.445 | 16 | [5 empty] | 2015-05-31
Southern California Edison (SC) | FIT - 1969 | 2012 | Lake Perris Solar | Solar PV - Ground mount | Terminated | Nuevo | Riverside | CA | 92567 | 33.8365 | -117.1457 | Lake Perris Solar LLC (being formed) | 20 | Category 1 | 1.5 | 4.2 |  | 2013-03-26 | 2013-06-27 |  |  | 2014-11-20
Southern California Edison (SC) | QF Standard Contract | 1985 | Sky River Partnership (Wilderness I) | Wind | Terminated | Tehachapi | Kern | CA | 93561 | 35.2044 | -118.2366 | Sky River Partnership (Wilderness I) | 30 | Category 0 | 36.775 | 81.71 | [5 empty] | 2019-12-31
Southern California Edison (SC) | QF Standard Contract | 1983 | Curtis, Edwin | Solar PV - Rooftop | Terminated | Victorville | San Bernardino | CA | 92392 | 34.5021 | -117.2713 | Curtis, Edwin | 999 | Category 0 | 0.0013 | [6 empty] | 2020-10-10
Pacific Gas and Electric (PG) | FIT - ReMAT | 2021 | Alameda Grant Line Solar 1 | Solar PV - Ground mount | Terminated | Unincorporated Alameda County (near Tracy) | Alameda | CA | 95391 | 37.7565 | -121.561 | Alameda Grant Line Solar 1, LLC | 15 | Category 1 | 2 | 5.4757 | [5 empty] | 2023-07-29
Southern California Edison (SC) | Renewable Auction Mechanism (RAM) | 2013 | Refresh Wind, LLC | Wind | Terminated | Mojave | Kern | CA | 93501 | 35.089 | -118.337 | Refresh Wind, LLC | 10 | Category 1 | 7.46 | 18.29 | RAM 3 | 2013-05-01 | 2013-06-03 |  |  | 2019-09-30
Southern California Edison (SC) | Renewable Auction Mechanism (RAM) | 2014 | Refresh Wind 2, LLC | Wind | Terminated | Mojave | Kern County | CA | 93501 | 35.089 | -118.337 | Refresh Wind 2, LLC | 10 | Category 1 | 7.46 | 19.8405 | RAM 5 |  |  |  |  | 2019-09-30
Southern California Edison (SC) | QF Standard Contract | 1985 | Victory Garden Phase IV Partner - 6102 | Wind | Terminated | Tehachapi | Kern | CA | 93561 | 35.0875 | -118.35 | Victory Garden Phase IV Partner - 6102 | 30 | Category 0 | 6.975 | 16.4 | [5 empty] | 2020-01-31
Pacific Gas and Electric (PG) | FIT - SB1122 (FIT - BioMAT) | 2019 | RuAnn Dairy Digester | Digester gas | Terminated | Riverdale | Fresno | CA | 93656 | 36.4743 | -119.9199 | PatMar Land Co., LLC | 20 | Category 1 | 0.55 | 4.3362 | [5 empty] | 2022-11-21
San Diego Gas & Electric (SD) | FIT - ReMAT | 2014 | SEPV Boulevard 2 | Solar PV - Ground mount | In Development | Boulevard | San Diego | CA | 91905 | 32.4 | -116.15 | SEPV Boulevard LLC | 20 | Category 1 | 2.9 | 9.274
Southern California Edison (SC) | PPA - Bilateral | 2002 | Mountain View Power Partners, LLC | Wind | Expired | San Gorgonio Pass | Riverside | CA | 92240 | 33.9356 | -116.5397 | Mountain View Power Partners, LLC | 10 | Category 0 | 66.6 | 219.9 |  | 2008-12-31 | 2009-06-18 |  |  | 2021-09-30
Southern California Edison (SC) | PSA - Solicitation | 2019 | EDF Trading North America, LLC | Various | Expired | Various | Various | Various | Vario | Various | Various | EDF Trading North America, LLC | 1 | Category 1 | 8 | 70
Southern California Edison (SC) | QF Standard Contract | 1985 | Salton Sea Power Generation Co #3 | Geothermal | Expired | Calipatria | Imperial | CA | 92233 | 33.1576 | -115.6404 | Salton Sea Power Generation Co #3 | 30 | Category 0 | 49.8 | 322.58
Southern California Edison (SC) | QF Standard Contract | 1985 | CE Leathers Company | Geothermal | Expired | Niland | Imperial | CA | 92257 | 33.178 | -115.5648 | CE Leathers Company | 30 | Category 0 | 38 | 310.48
Southern California Edison (SC) | QF Standard Contract | 1985 | Salton Sea Power Generation Co #2 | Geothermal | Expired | Calipatria | Imperial | CA | 92233 | 33.1576 | -115.6404 | Salton Sea Power Generation Co #2 | 30 | Category 0 | 20 | 108.21
Southern California Edison (SC) | Utility-Owned Generation (UOG) | 1908 | Bishop Creek No. 2 | Small hydro | Online | Bishop | Inyo | CA | 93514 | 37.2737 | -118.5735 | Bishop Creek No. 2 | 999 | Category 0 | 7.32 | 47.6124
Southern California Edison (SC) | Utility-Owned Generation (UOG) | 1917 | Fontana | Small hydro | Online | Rialto | San Bernardino | CA | 92376 | 34.1554 | -117.3973 | Fontana | 999 | Category 0 | 2.95 | 3.7597
Southern California Edison (SC) | Utility-Owned Generation (UOG) | 1929 | Kaweah No. 1 | Small hydro | Online | Three Rivers | Tulare | CA | 93271 | 36.4653 | -118.8619 | Kaweah No. 1 | 999 | Category 0 | 2.25 | 8.1231
Southern California Edison (SC) | Utility-Owned Generation (UOG) | 2008 | SPVP008 - Ontario | Solar PV - Rooftop | Online | Ontario | San Bernardino | CA | 91761 | 34.04293055555555 | -117.5633 | SPVP008 - Ontario | 999 | Category 1 | 2 | 3.6217
Southern California Edison (SC) | Utility-Owned Generation (UOG) | 2008 | SPVP009 - Ontario | Solar PV - Rooftop | Online | Ontario | San Bernardino | CA | 91761 | 34.043283333333335 | -117.5736 | SPVP009 - Ontario | 999 | Category 1 | 1 | 1.8108
Southern California Edison (SC) | Utility-Owned Generation (UOG) | 2008 | SPVP010 - Fontana | Solar PV - Rooftop | Online | Fontana | San Bernardino | CA | 92335 | 34.07666666666667 | -117.518 | SPVP010 - Fontana | 999 | Category 1 | 1.5 | 2.7163
Southern California Edison (SC) | Utility-Owned Generation (UOG) | 2008 | SPVP011 - Redlands | Solar PV - Rooftop | Online | Redlands | San Bernardino | CA | 92408 | 34.07669444444445 | -117.243 | SPVP011 - Redlands | 999 | Category 1 | 3.5 | 6.3379
Southern California Edison (SC) | Utility-Owned Generation (UOG) | 2008 | SPVP012 - Ontario | Solar PV - Rooftop | Online | Ontario | San Bernardino | CA | 91761 | 34.04248888888889 | -117.5625 | SPVP012 - Ontario | 999 | Category 1 | 0.5 | 0.90542
Southern California Edison (SC) | Utility-Owned Generation (UOG) | 2008 | SPVP015 - Fontana | Solar PV - Rooftop | Online | Fontana | San Bernardino | CA | 92335 | 34.08186111111112 | -117.5177 | SPVP015 - Fontana | 999 | Category 1 | 3.5 | 6.3379
Southern California Edison (SC) | Utility-Owned Generation (UOG) | 2008 | SPVP016 - Redlands | Solar PV - Rooftop | Online | Redlands | San Bernardino | CA | 92374 | 34.069383333333334 | -117.235 | SPVP016 - Redlands | 999 | Category 1 | 1.5 | 2.7163
Southern California Edison (SC) | Utility-Owned Generation (UOG) | 2008 | SPVP017 - Fontana | Solar PV - Rooftop | Online | Fontana | San Bernardino | CA | 92335 | 34.074288888888894 | -117.5139 | SPVP017 - Fontana | 999 | Category 1 | 3.5 | 6.3379
Southern California Edison (SC) | Utility-Owned Generation (UOG) | 2008 | SPVP018 - Fontana | Solar PV - Rooftop | Online | Fontana | San Bernardino | CA | 92335 | 34.08468888888889 | -117.5175 | SPVP018 - Fontana | 999 | Category 1 | 1.5 | 2.7163
Southern California Edison (SC) | Utility-Owned Generation (UOG) | 2008 | SPVP022 - Redlands | Solar PV - Rooftop | Online | Redlands | San Bernardino | CA | 92374 | 34.08058055555556 | -117.2147 | SPVP022 - Redlands | 999 | Category 1 | 2 | 3.6217
Southern California Edison (SC) | Utility-Owned Generation (UOG) | 2008 | SPVP023 - Fontana | Solar PV - Rooftop | Online | Fontana | San Bernardino | CA | 92374 | 34.0837 | -117.2208 | SPVP023 - Fontana | 999 | Category 1 | 2.5 | 4.5271
Southern California Edison (SC) | Utility-Owned Generation (UOG) | 2008 | SPVP026 - Rialto | Solar PV - Rooftop | Online | Rialto | San Bernardino | CA | 92336 | 34.1334 | -117.4263 | SPVP026 - Rialto | 999 | Category 1 | 6 | 10.865
Southern California Edison (SC) | Utility-Owned Generation (UOG) | 2008 | SPVP027 - Rialto | Solar PV - Rooftop | Online | Rialto | San Bernardino | CA | 92336 | 34.12789444444444 | -117.4266 | SPVP027 - Rialto | 999 | Category 1 | 2 | 3.6217
Southern California Edison (SC) | Utility-Owned Generation (UOG) | 2008 | SPVP028 - San Bernardino | Solar PV - Rooftop | Online | San Bernardino | San Bernardino | CA | 92374 | 34.08058055555556 | -117.2092 | SPVP028 - San Bernardino | 999 | Category 1 | 3.5 | 6.3379
Southern California Edison (SC) | Utility-Owned Generation (UOG) | 2008 | SPVP032 - Ontario | Solar PV - Rooftop | Online | Ontario | San Bernardino | CA | 91761 | 34.03306944444444 | -117.5726 | SPVP032 - Ontario | 999 | Category 1 | 1.5 | 2.7163
Southern California Edison (SC) | Utility-Owned Generation (UOG) | 2008 | SPVP033 - Ontario | Solar PV - Rooftop | Online | Ontario | San Bernardino | CA | 91761 | 34.033230555555555 | -117.5685 | SPVP033 - Ontario | 999 | Category 1 | 1 | 1.8108
Southern California Edison (SC) | Utility-Owned Generation (UOG) | 2008 | SPVP042 - Porterville | Solar PV - Ground mount | Online | Porterville | Tulare | CA | 93257 | 36.0293 | -119.0798 | SPVP042 - Porterville | 999 | Category 1 | 5 | 9.0542
Southern California Edison (SC) | Utility-Owned Generation (UOG) | 2008 | SPVP048 - Redlands | Solar PV - Rooftop | Online | Redlands | San Bernardino | CA | 92374 | 34.0845 | -117.2292 | SPVP048 - Redlands | 999 | Category 1 | 5 | 9.0542
Southern California Edison (SC) | PSA - Solicitation | 2019 | The City and County of San Francisco, acting by and through its Public Utilities Commission, CleanPowerSF | Various | Expired | Various | Various | Various | Vario | Various | Various | The City and County of San Francisco, acting by and through its Public Utilities Commission, CleanPowerSF | 1 | Category 1 | 39 | 300
Southern California Edison (SC) | PSA - Solicitation | 2019 | Various | Various | Online | Various | Various | CA, NV | Vario | Various | Various | The City and County of San Francisco, acting by and through its Public Utilities Commission, CleanPowerSF | 2 | Category 1 | 52 | 450
Southern California Edison (SC) | PSA - Solicitation | 2019 | Various | Various | Online | Various | Various | CA, AZ, NV | Vario | Various | Various | Central Coast Community Energy | 1 | Category 1 | 86 | 750
Southern California Edison (SC) | PSA - Solicitation | 2021 | Various | Various | Online | Various | Various | CA, AZ, NV | Vario | Various | Various | Central Coast Community Energy | 2 | Category 1 | 41 | 260
Southern California Edison (SC) | PSA - Solicitation | 2020 | Various | Various | Expired | Various | Various | CA, AZ, NV | Vario | Various | Various | The Energy Authority, Inc. | 2 | Category 1 | 14 | 76
Southern California Edison (SC) | BioRAM (Bio Energy/Mass) | 2016 | Rio Bravo Fresno | Biomass | Expired | Fresno | Fresno | CA | 93725 | 36.6875 | -119.7239 | Rio Bravo Fresno | 5 | Category 1 | 24.3 | 182
Southern California Edison (SC) | QF Standard Contract | 2015 | Edom Hills Project 1, LLC | Wind | Expired | Cathedral City | Riverside | CA | 92234 | 33.8667 | -116.4417 | Edom Hills Project 1, LLC | 7 | Category 1 | 19.55 | 45.97
Southern California Edison (SC) | PSA - Solicitation | 2020 | Various | Various | Expired | Various | Various | CA | Vario | Various | Various | Commercial Energy of Montana, Inc. | 2 | Category 1 | 3 | 13.897 |  | 2020-08-25
Southern California Edison (SC) | QF Standard Contract | 2017 | Three Valleys MWD (Fulton Road) | Small hydro | Online | La Verne | Los Angeles | CA | 91767 | 34.1002 | -117.7559 | Three Valleys MWD | 7 | Category 1 | 0.2 | 0.54313
Pacific Gas and Electric (PG) | QF Standard Contract | 1985 | Lofton Ranch | Small hydro | Online | Big Bend | Shasta | CA | 96011 | 41.0215 | -121.9112 | Lofton Ranch | 999 | Category 0 | 0.3 | 1.02
Southern California Edison (SC) | QF Standard Contract | 2017 | Three Valleys MWD (Williams) | Small hydro | Online | La Verne | Los Angeles | CA | 91750 | 34.1159 | -117.7509 | Three Valleys MWD | 7 | Category 1 | 0.35 | 0.54313
Southern California Edison (SC) | PSA - Bilateral | 2020 | Various | Various | Expired | Various | Various | Various | Vario | Various | Various | Commercial Energy of Montana, Inc. | 1 | Category 1 | 75 | 16
Southern California Edison (SC) | PSA - Solicitation | 2022 | Various | Biomass | Expired | Various | Various | CA | Vario | Various | Various | City of San Jose | 1 | Category 1 | 3 | 5.9175
Southern California Edison (SC) | PSA - Solicitation | 2019 | Various | Various | Expired | Various | Various | Various | Vario | Various | Various | Shell Energy North America (US), L.P. | 1 | Category 1 | 23 | 200
Southern California Edison (SC) | PSA - Solicitation | 2019 | Various | Various | Expired | Various | Various | CA, NV | Vario | Various | Various | City of San Jose | 2 | Category 1 | 69 | 600 |  | 2019-08-29
Southern California Edison (SC) | PSA - Solicitation | 2020 | Various | Various | Expired | Various | Various | CA, AZ, NV | Vario | Various | Various | Shell Energy North America (US), L.P. | 2 | Category 1 | 18 | 100
Southern California Edison (SC) | PSA - Solicitation | 2021 | Various | Various | Expired | Various | Various | CA, AZ, NV | Vario | Various | Various | Shell Energy North America (US), L.P. | 2 | Category 1 | 12 | 75
Southern California Edison (SC) | PSA - Solicitation | 2021 | Various | Various | Expired | Various | Various | CA, AZ, NV | Vario | Various | Various | Shell Energy North America (US), L.P. | 1 | Category 1 | 6 | 50 |  | 2021-08-27
Southern California Edison (SC) | PSA - Solicitation | 2021 | Various | Various | Expired | Various | Various | CA, AZ, NV | Vario | Various | Various | City of San Jose | 1 | Category 1 | 125 | 200 |  | 2021-08-27
Southern California Edison (SC) | PSA - Solicitation | 2022 | Various | Various | Expired | Various | Various | CA, AZ, NV | Vario | Various | Various | City of San Jose | 1 | Category 1 | 87 | 250
Southern California Edison (SC) | QF Standard Contract | 1981 | Hi Head Hydro Incorporated | Small hydro | Expired | Bishop | Mono | CA | 93514 | 37.5098 | -118.3487 | Hi Head Hydro Incorporated | 40 | Category 0 | 0.35 | 1.8 | [5 empty] | 2022-04-30
Southern California Edison (SC) | QF Standard Contract | 1985 | Kaweah River Power Authority | Small hydro | Expired | Lemon Cove | Tulare | CA | 93244 | 36.4021 | -119.0108 | Kaweah River Power Authority | 30 | Category 0 | 17 | 54.7
Southern California Edison (SC) | PSA - Solicitation | 2019 | Various | Various | Expired | Various | Various | Various | Vario | Various | Various | Direct Energy Business Marketing, LLC | 2 | Category 1 | 9 | 50
Southern California Edison (SC) | PSA - Solicitation | 2019 | Various | Various | Expired | Various | Various | Various | Vario | Various | Various | Direct Energy Business Marketing, LLC | 1 | Category 1 | 15 | 100
Southern California Edison (SC) | PSA - Solicitation | 2020 | Various | Various | Expired | Various | Various | Various | Vario | Various | Various | Direct Energy Business Marketing, LLC | 2 | Category 1 | 10 | 80
Southern California Edison (SC) | PSA - Bilateral | 2022 | SRECTrade, Inc. | Wind | Online | Texico | Curry | NM | 88135 | Various | Various | SRECTrade, Inc. | 1 | Category 3 |  | 8 |  | 2022-09-20 | 2022-10-13
Southern California Edison (SC) | PSA - Solicitation | 2021 | Various | Various | Expired | Various | Various | Various | Vario | Various | Various | Direct Energy Business Marketing, LLC | 2 | Category 1 | 20 | 125 |  | 2021-05-19
Southern California Edison (SC) | QF Standard Contract | 1985 | Montecito Water District | Small hydro | Expired | Santa Barbara | Santa Barbara | CA | 93108 | 34.4503 | -119.5801 | Montecito Water District | 30 | Category 0 | 0.13 | 0.63
Southern California Edison (SC) | PSA - Solicitation | 2021 | Various | Various | Online | Various | Various | CA | Vario | Various | Various | San Diego Community Power | 1 | Category 1 | 11 | 16.717
Southern California Edison (SC) | FIT - 1969 | 2011 | Lower Tule River Irrigation Dist. (f/k/a 4028) | Small hydro | Online | Porterville | Tulare | CA | 93265 | 36.0336 | -118.5515 | Lower Tule River Irrigation District | 10 | Category 1 | 1.4 | 0.78 |  | 2013-04-02 | 2014-05-01
Southern California Edison (SC) | PSA - Solicitation | 2019 | Clean Power Alliance of Southern California | Various | Expired | Various | Various | Various | Vario | Various | Various | Clean Power Alliance of Southern California | 1 | Category 1 | 80 | 700
Southern California Edison (SC) | PSA - Solicitation | 2019 | Various | Various | Online | Various | Various | CA, AZ, NV | Vario | Various | Various | Clean Power Alliance of Southern California | 2 | Category 1 | 86 | 750 |  | 2020-01-16
Southern California Edison (SC) | PSA - Solicitation | 2020 | Various | Various | Online | Various | Various | CA | Vario | Various | Various | Clean Power Alliance of Southern California | 1 | Category 1 | 80 | 700 |  | 2020-07-29 | 2020-08-25
Southern California Edison (SC) | PSA - Solicitation | 2020 | Various | Various | Online | Various | Various | CA, NV | Vario | Various | Various | Clean Power Alliance of Southern California | 1 | Category 1 | 149 | 1300 |  | 2021-01-11 | 2021-02-14
Southern California Edison (SC) | PSA - Solicitation | 2020 | Various | Various | Online | Various | Various | CA, AZ, NV | Vario | Various | Various | San Diego Community Power | 2 | Category 1 | 59 | 480
Southern California Edison (SC) | PSA - Solicitation | 2021 | Various | Various | Online | Various | Various | CA, AZ, NV | Vario | Various | Various | San Diego Community Power | 1 | Category 1 | 280 | 450
Southern California Edison (SC) | PSA - Solicitation | 2021 | Various | Various | Online | Various | Various | CA, AZ, NV | Vario | Various | Various | Orange County Power Authority | 1 | Category 1 | 12 | 75 |  | 2021-12-21
Southern California Edison (SC) | PSA - Solicitation | 2022 | Orange County Power Authority | Various | Online | Various | Various | CA, AZ, NV | Vario | Various | Various | Orange County Power Authority | 1 | Category 1 | 69 | 200
Southern California Edison (SC) | PSA - Solicitation | 2022 | City of Lancaster | Various | Online | Various | Various | CA, AZ, NV | Vario | Various | Various | City of Lancaster | 1 | Category 1 | 35 | 100
Southern California Edison (SC) | PSA - Bilateral | 2022 | Clean Power Alliance of Southern California | Various | Online | Various | Various | CA, AZ, NV | Vario | Various | Various | Clean Power Alliance of Southern California | 1 | Category 1 | 314 | 550
Southern California Edison (SC) | PSA - Bilateral | 2022 | City of Lancaster | Various | Online | Various | Various | CA, AZ, NV | Vario | Various | Various | City of Lancaster | 1 | Category 1 | 31 | 50 |  | 2022-09-20 | 2022-10-13
Southern California Edison (SC) | PSA - Solicitation | 2019 | Various | Various | Expired | Various | Various | CA, AZ, NV | Vario | Various | Various | Silicon Valley Clean Energy Authority | 2 | Category 1 | 46 | 396.5
Southern California Edison (SC) | QF Standard Contract | 1985 | Second Imperial Geothermal Co. | Geothermal | Online | Heber | Imperial | CA | 92249 | 32.7145 | -115.5359 | Second Imperial Geothermal Co. | 30 | Category 0 | 37 | 222.88
Southern California Edison (SC) | QF Standard Contract | 1983 | Tehachapi Cummings Co. Water District | Small hydro | Online | Tehachapi | Kern | CA | 93561 | 35.1015 | -118.5373 | Tehachapi Cummings Co. Water District | 999 | Category 0 | 0.035
Southern California Edison (SC) | PSA - Solicitation | 2022 | SRECTrade, Inc. | Various | Online | Various | Various | CA, AZ, NV | Vario | Various | Various | SRECTrade, Inc. | 1 | Category 3 |  | 32.5
Southern California Edison (SC) | PSA - Bilateral | 2022 | SRECTrade, Inc. | Various | Online | Various | Various | CA | Vario | Various | Various | SRECTrade, Inc. | 1 | Category 3 |  | 70 |  | 2022-09-20 | 2022-10-13
Southern California Edison (SC) | PSA - Solicitation | 2019 | SRECTrade, Inc. | Various | Expired | Various | Various | Various | Vario | Various | Various | SRECTrade, Inc. | 1 | Category 1 | 5 | 3
Southern California Edison (SC) | PSA - Solicitation | 2021 | Various | Various | Online | Various | Various | CA | Vario | Various | Various | SRECTrade, Inc. | 2 | Category 1 | 7 | 45 |  | 2021-05-19 | 2021-06-25
Southern California Edison (SC) | PSA - Solicitation | 2021 | Various | Various | Online | Various | Various | CA, AZ, NV | Vario | Various | Various | NextEra Energy Marketing, LLC | 2 | Category 1 | 47 | 300
Southern California Edison (SC) | PSA - Solicitation | 2021 | Various | Various | Online | Various | Various | CA | Vario | Various | Various | SRECTrade, Inc. | 1 | Category 1 | 29 | 80 |  | 2021-12-21
Southern California Edison (SC) | PSA - Solicitation | 2022 | SRECTrade, Inc. | Various | Online | Various | Various | CA, AZ, NV | Vario | Various | Various | SRECTrade, Inc. | 1 | Category 1 | 4 | 5
Southern California Edison (SC) | PSA - Solicitation | 2019 | Various | Various | Expired | Various | Various | CA | Vario | Various | Various | Sonoma Clean Power Authority | 2 | Category 1 | 30 | 185.38 |  | 2021-01-11 | 2021-02-14
Pacific Gas and Electric (PG) | QF Standard Contract | 1984 | Malacha Hydro | Small hydro | Online | Pitville | Lassen | CA | 96056 | 41.0485 | -121.3344 | Malacha Hydro L.P | 40 | Category 0 | 26 | 55.13
Southern California Edison (SC) | PSA - Solicitation | 2021 | Various | Various | Expired | Various | Various | CA | Vario | Various | Various | Sonoma Clean Power Authority | 2 | Category 1 | 10 | 42.062 |  | 2021-05-19
Southern California Edison (SC) | QF Standard Contract | 1985 | Victory Garden Phase IV Partner - 6103 | Wind | Expired | Tehachapi | Kern | CA | 93561 | 35.0875 | -118.35 | Victory Garden Phase IV Partner - 6103 | 30 | Category 0 | 6.975 | 12.81 | RAM 5
Southern California Edison (SC) | PSA - Solicitation | 2019 | Marin Clean Energy | Various | Expired | Various | Various | Various | Vario | Various | Various | Marin Clean Energy | 2 | Category 1 | 36 | 200
Southern California Edison (SC) | PSA - Solicitation | 2019 | East Bay Community Energy Authority | Various | Expired | Various | Various | Various | Vario | Various | Various | East Bay Community Energy Authority | 1 | Category 1 | 23 | 200
Southern California Edison (SC) | PSA - Solicitation | 2019 | East Bay Community Energy Authority | Various | Expired | Various | Various | Various | Vario | Various | Various | East Bay Community Energy Authority | 2 | Category 1 | 69 | 325
Southern California Edison (SC) | Utility-Owned Generation (UOG) | 1919 | Bishop Creek No. 5 | Small hydro | Online | Bishop | Inyo | CA | 93514 | 37.3344 | -118.4797 | Bishop Creek No. 5 | 999 | Category 0 | 4.53 | 21.4376
Southern California Edison (SC) | PSA - Solicitation | 2020 | Various | Various | Expired | Various | Various | CA, AZ, NV | Vario | Various | Various | East Bay Community Energy Authority | 1 | Category 1 | 58 | 500
Southern California Edison (SC) | PSA - Solicitation | 2020 | Various | Various | Expired | Various | Various | CA, AZ, NV | Vario | Various | Various | Marin Clean Energy | 2 | Category 1 | 38 | 215
Pacific Gas and Electric (PG) | QF Standard Contract | 1984 | EDF Renewable Windfarm V, Inc. (70 MW - C) | Wind | Expired | Suisun City | Solano | CA | 94585 | 38.0817 | -121.8151 | EDF Renewable Windfarm V, Inc. | 28 | Category 0 | 6.5 | 32.73
Pacific Gas and Electric (PG) | QF Standard Contract | 1993 | Villa Sorriso Solar | Solar PV - Ground mount | Online | Napa | Napa | CA | 94558 | 38.4321 | -122.4877 | Tesseron Vineyards, Inc | 999 | Category 0 | 0.0072
Southern California Edison (SC) | PSA - Solicitation | 2019 | Various | Various | Expired | Various | Various | CA, AZ, NV | Vario | Various | Various | East Bay Community Energy Authority | 1 | Category 1 | 4 | 25 |  | 2021-01-11 | 2021-02-14
Southern California Edison (SC) | PSA - Solicitation | 2021 | Various | Various | Expired | Various | Various | CA, AZ, NV | Vario | Various | Various | East Bay Community Energy Authority | 2 | Category 1 | 39 | 250 |  | 2021-05-19
Southern California Edison (SC) | PSA - Solicitation | 2021 | Various | Various | Expired | Various | Various | CA, AZ, NV | Vario | Various | Various | Sonoma Clean Power Authority | 1 | Category 1 | 66 | 105 |  | 2021-08-27
Southern California Edison (SC) | PSA - Solicitation | 2021 | Various | Various | Expired | Various | Various | CA, AZ, NV | Vario | Various | Various | East Bay Community Energy Authority | 1 | Category 1 | 26 | 200 |  | 2021-12-21
Pacific Gas and Electric (PG) | QF CHP | 2017 | El Dorado Hydro (Montgomery Creek) | Small hydro | Expired | Pollock Pines | El Dorado | CA | 95726 | 40.8361 | -121.9344 | El Dorado Hydro, LLC | 3 | Category 1 | 2.8 | 7.11
Southern California Edison (SC) | PSA - Solicitation | 2022 | East Bay Community Energy Authority | Various | Expired | Various | Various | CA, AZ, NV | Vario | Various | Various | East Bay Community Energy Authority | 1 | Category 1 | 52 | 150 |  | 2022-06-29 | 2022-08-19
Pacific Gas and Electric (PG) | QF CHP | 2017 | Indian Valley Hydro | Small hydro | Expired | Clearlake Oaks | Lake | CA | 95423 | 39.142 | -122.892 | Yolo County Flood & WCD | 1 | Category 1 | 2.9 | 25.4
Pacific Gas and Electric (PG) | QF Standard Contract | 1986 | Yellowjacket Venture, LLC | Small hydro | Online | Calistoga | Napa | CA | 94515 | 38.6446 | -122.6459 | Yellowjacket Venture, LLC | 999 | Category 0 | 0.085 | 0.08
Pacific Gas and Electric (PG) | QF Standard Contract | 1984 | EDF Renewable Windfarm V, Inc. (70 MW - D) | Wind | Expired | Suisun City | Solano | CA | 94585 | 38.0757 | -121.8122 | EDF Renewable Windfarm V, Inc. | 28 | Category 0 | 1.5 | 1.52
Pacific Gas and Electric (PG) | QF Standard Contract | 1992 | City of Watsonville | Digester gas | Expired | Watsonville | Santa Cruz | CA | 95076 | 36.8862 | -121.7861 | City Of Watsonville | 30 | Category 0 | 0.55 | 0.07
Pacific Gas and Electric (PG) | QF Standard Contract | 1985 | Santa Clara Valley Water Dist. | Small hydro | Expired | Morgan Hill | Santa Clara | CA | 95037 | 37.1581 | -121.6375 | Santa Clara Valley Water Dist. | 30 | Category 0 | 0.8 | 0.8
Pacific Gas and Electric (PG) | QF Standard Contract | 1984 | Gansner Hydroelectric Project | Small hydro | Online | Quincy | Plumas | CA | 95971 | 39.9386 | -120.9601 | William Shelton | 999 | Category 0 | 0.275 | 0.28
Pacific Gas and Electric (PG) | QF Standard Contract | 1985 | STS Hydropower (Kanaka) | Small hydro | Expired | Oroville | Butte | CA | 95973 | 39.5589 | -121.2962 | STS Hydropower, LLC | 30 | Category 0 | 1.1 | 1.69
Pacific Gas and Electric (PG) | QF Standard Contract | 1984 | Deadwood Creek | Small hydro | Expired | Challenge | Yuba | CA | 95925 | 39.53 | -121.0958 | Hydro Sierra Energy LLC | 30 | Category 0 | 2 | 2.92
Pacific Gas and Electric (PG) | QF CHP | 2020 | Deadwood Creek | Small hydro | Expired | Challenge | Yuba | CA | 95925 | 39.53 | -121.0958 | Hydro Sierra Energy LLC | 1 | Category 1 | 2 | 4.5 |  | 2020-07-30
Pacific Gas and Electric (PG) | QF Standard Contract | 1985 | Snow Mountain Hydro (Ponderosa Bailey Creek) | Small hydro | Expired | Manton | Shasta | CA | 96059 | 40.4578 | -121.8425 | Snow Mountain Hydro LLC (Ponderosa Bailey Creek) | 30 | Category 0 | 1.1 | 2.25
Pacific Gas and Electric (PG) | QF Standard Contract | 1984 | Nelson Creek Power Inc. (AKA Grasshopper Flats) | Small hydro | Expired | Big Bend | Shasta | CA | 96011 | 41.0289 | -121.8924 | Emmerson Investments, Inc. | 30 | Category 0 | 1.1 | 2.9
Pacific Gas and Electric (PG) | QF Standard Contract | 1982 | Hat Creek Hereford Ranch | Small hydro | Online | Hat Creek | Shasta | CA | 96040 | 40.7952 | -121.5012 | Hat Creek Hereford Ranch | 999 | Category 0 | 0.1 | 0.31
Pacific Gas and Electric (PG) | QF CHP | 2016 | Hydro Partners (Clover Creek) | Small hydro | Expired | Oak Run | Shasta | CA | 96069 | 40.6852 | -122.0247 | Hydro Partners | 2 | Category 1 | 0.999 | 7.5
Pacific Gas and Electric (PG) | QF Standard Contract | 1984 | EIF Haypress (Lwr) | Small hydro | Expired | Sierra City | Sierra | CA | 96125 | 39.5687 | -120.6149 | EIF Haypress, LLC | 30 | Category 0 | 6.1 | 8.21
Pacific Gas and Electric (PG) | QF Standard Contract | 1984 | EIF Haypress (Mdl) | Small hydro | Expired | Sierra City | Sierra | CA | 96125 | 39.5665 | -120.6341 | EIF Haypress, LLC | 30 | Category 0 | 8.7 | 8.52
Pacific Gas and Electric (PG) | QF Standard Contract | 1985 | Eagle Hydro | Small hydro | Online | Greenwood | El Dorado | CA | 95635 | 38.9454 | -120.9087 | Eagle Hydro | 999 | Category 0 | 0.48 | 1.49
Pacific Gas and Electric (PG) | QF Standard Contract | 1985 | Wright Ranch Hydroelectric | Small hydro | Online | Goodyears Bar | Sierra | CA | 95944 | 39.5414 | -120.8839 | Eben Knight Smart IV & Everett Allen Smart | 999 | Category 0 | 0.04 | 0.01
Pacific Gas and Electric (PG) | QF Standard Contract | 1985 | Schaads Hydro | Small hydro | Online | Wilseyville | Calaveras | CA | 95257 | 38.3791 | -120.5146 | Schaads Hydro | 999 | Category 0 | 0.23 | 0.61
Pacific Gas and Electric (PG) | QF Standard Contract | 1984 | Rock Creek Water District | Small hydro | Online | Farmington | Calaveras | CA | 95230 | 37.975 | -120.7986 | Rock Creek Water District | 999 | Category 0 | 0.7 | 0.96
Pacific Gas and Electric (PG) | QF Standard Contract | 1985 | Orange Cove Irrigation Dist. | Small hydro | Expired | Friant | Fresno | CA | 93626 | 37.0006 | -119.7053 | Orange Cove Irrigation District | 30 | Category 0 | 0.45 | 3.39
Pacific Gas and Electric (PG) | QF CHP | 2020 | Orange Cove Irrigation District | Small hydro | Expired | Friant | Fresno | CA | 93626 | 37.0006 | -119.7053 | Orange Cove Irrigation District | 1 | Category 1 | 0.475 | 3.5
Pacific Gas and Electric (PG) | QF Standard Contract | 1985 | Kings River Hydro Co. | Small hydro | Expired | Sanger | Fresno | CA | 93657 | 36.7644 | -119.4411 | Orange Cove Irrigation District | 30 | Category 0 | 1 | 1.39
Pacific Gas and Electric (PG) | QF Standard Contract | 1985 | International Turbine Research | Wind | Expired | Pacheco Pass | Merced | CA | 93635 | 37.0664 | -121.2186 | International Turbine Research | 30 | Category 0 | 34 | 24.58
Pacific Gas and Electric (PG) | PPA - Solicitation | 2004 | Shiloh I Wind Project | Wind | Expired | Birds Landing | Solano | CA | 94512 | 38.1264 | -121.8461 | Shiloh Wind Project 1, LLC | 15 | Category 0 | 75 | 225 |  | 2005-06-21 | 2005-08-29
Pacific Gas and Electric (PG) | PPA - Solicitation | 2006 | Klondike Wind Power III Project | Wind | Expired | Wasco | Sherman | OR | 97065 | 45.5839 | -120.6028 | Klondike Wind Power III LLC | 15 | Category 0 | 85 | 265 |  | 2007-07-20 | 2007-11-19
Pacific Gas and Electric (PG) | PPA - Bilateral | 2006 | Wadham Energy LP | Biomass | Expired | Williams | Colusa | CA | 95987 | 39.1067 | -122.1097 | Wadham Energy Limited Partnership | 10 | Category 0 | 26.5 | 141 |  | 2008-03-14 | 2008-08-04
Pacific Gas and Electric (PG) | PPA - Bilateral | 2009 | Woodland Biomass | Biomass | Expired | Woodland | Yolo | CA | 95776 | 38.679 | -121.773 | Woodland Biomass Power, LTD | 10 | Category 0 | 25 | 175 |  | 2009-06-11 | 2010-01-26
Pacific Gas and Electric (PG) | FIT - 1969 | 2009 | Combie South | Small hydro | Expired | Grass Valley | Nevada | CA | 95945 | 39.0121 | -121.058 | Nevada Irrigation District | 10 | Category 0 | 1.5 | 3.95
Pacific Gas and Electric (PG) | FIT - 1969 | 2009 | Snow Mountain Hydro (Lost Creek 1) | Small hydro | Expired | Hat Creek | Shasta | CA | 96040 | 40.766 | -121.438 | Snow Mountain Hydro | 10 | Category 0 | 1.1 | 9.64
Pacific Gas and Electric (PG) | FIT - 1969 | 2009 | Snow Mountain Hydro (Lost Creek 2) | Small hydro | Expired | Hat Creek | Shasta | CA | 96040 | 40.677 | -121.434 | Snow Mountain Hydro | 10 | Category 0 | 0.5 | 4.38
Pacific Gas and Electric (PG) | FIT - 1969 | 2010 | NID - Scotts Flat | Small hydro | Expired | Nevada City | Nevada | CA | 95959 | 39.2727 | -120.932 | Nevada Irrigation District | 10 | Category 0 | 0.85 | 3.2
Pacific Gas and Electric (PG) | FIT - 1969 | 2010 | Blake's Landing | Digester gas | Expired | Marshall | Marin | CA | 94940 | 38.167 | -122.8931 | Blake's Landing Farms, Inc. | 10 | Category 1 | 0.08 | 0.6
Pacific Gas and Electric (PG) | FIT - 1969 | 2011 | Wolfsen Bypass | Small hydro | Expired | Los Banos | Merced | CA | 93635 | 37.0551 | -120.944 | Central California Irrigation District (CCID) | 10 | Category 1 | 0.98 | 5
Pacific Gas and Electric (PG) | FIT - 1969 | 2011 | San Luis Bypass | Small hydro | Expired | Los Banos | Merced | CA | 93635 | 37.0711 | -120.9602 | Central California Irrigation District (CCID) | 10 | Category 1 | 0.6 | 3
Pacific Gas and Electric (PG) | Renewable Auction Mechanism (RAM) | 2011 | Wind Resource I | Wind | Expired | Tehachapi | Kern | CA | 93561 | 35.06 | -118.4 | Calwind Resources, Inc. | 10 | Category 1 | 8.71 | 15.41 | RAM 1 | 2012-03-30 | 2012-05-02
Pacific Gas and Electric (PG) | FIT - 1969 | 2012 | Browns Valley Irrigation District | Small hydro | Expired | Oregon House | Yuba | CA | 95962 | 39.3386 | -121.3271 | Browns Valley Irrigation District | 10 | Category 1 | 1.04 | 5.2
Pacific Gas and Electric (PG) | Renewable Auction Mechanism (RAM) | 2012 | Wind Resource II | Wind | Expired | Tehachapi | Kern | CA | 93561 | 35.1065 | -118.313 | Calwind Resources, Inc. | 10 | Category 1 | 19.955 | 46.41 | RAM 2 | 2012-09-28 | 2012-11-09
Pacific Gas and Electric (PG) | PPA - Bilateral | 2011 | ABEC Bidart-Stockdale | Digester gas | Expired | Bakersfield | Kern | CA | 93314 | 35.3548 | -119.2894 | ABEC Bidart-Stockdale LLC | 10 | Category 1 | 0.6 | 1.4 |  | 2013-02-14 | 2013-06-27
Pacific Gas and Electric (PG) | BioRAM (Bio Energy/Mass) | 2016 | Shasta - Sustainable Resource Management | Biomass | Expired | Anderson | Shasta | CA | 96007 | 40.4282 | -122.2754 | Shasta - Sustainable Resource Management, Inc. | 5 | Category 1 | 34 | 238.272 |  | 2016-12-20 | 2017-03-02
Pacific Gas and Electric (PG) | PSA - Solicitation | 2019 | Peninsula Clean Energy Authority | Biomass | Expired | Anderson | Shasta | CA | 96007 | 40.4282 | -122.2754 | Peninsula Clean Energy Authority | 4 | Category 1 |  | 238.272 |  | 2019-06-14 | 2019-07-16
Pacific Gas and Electric (PG) | PSA - Solicitation | 2021 | BMW of North America, LLC | Digester gas | Expired | Bakersfield | Kern | CA | 93311 | 35.1696 | -119.1056 | BMW of North America, LLC | 1 | Category 1 |  | 12 |  | 2021-07-29 | 2021-08-23
Southern California Edison (SC) | PSA - Solicitation | 2019 | Various | Various | Online | Various | Various | CA | Vario | Various | Various | Sonoma Clean Power | 2 | Category 1 |  | 280 |  | 2021-01-11 | 2021-02-14
Pacific Gas and Electric (PG) | Utility-Owned Generation (UOG) | 1902 | Alta Powerhouse | Small hydro | Online | Alta | Placer | CA | 95701 | 39.216 | -120.8036 | Alta Powerhouse | 999 | Category 0 | 1 | 3.8577
Pacific Gas and Electric (PG) | Utility-Owned Generation (UOG) | 1900 | Centerville Powerhouse | Small hydro | Online | Chico | Butte | CA | 95927 | 39.7889 | -121.6574 | Centerville Powerhouse | 999 | Category 0 | 6.4 | 24.3423
Pacific Gas and Electric (PG) | Utility-Owned Generation (UOG) | 1979 | Coleman Powerhouse | Small hydro | Online | Anderson | Shasta | CA | 96062 | 40.4046 | -122.1219 | Coleman Powerhouse | 999 | Category 0 | 13 | 59.1083
Pacific Gas and Electric (PG) | Utility-Owned Generation (UOG) | 1907 | Cow Creek Powerhouse | Small hydro | Online | Millville | Shasta | CA | 96062 | 40.5708 | -122.0209 | Cow Creek Powerhouse | 999 | Category 0 | 1.8 | 8.3381
Pacific Gas and Electric (PG) | Utility-Owned Generation (UOG) | 1919 | Crane Valley Powerhouse | Small hydro | Online | North Fork | Madera | CA | 93643 | 37.2916 | -119.5295 | Crane Valley Powerhouse | 999 | Category 0 | 0.9 | 2.5943
Pacific Gas and Electric (PG) | Utility-Owned Generation (UOG) | 1908 | Deer Creek Powerhouse | Small hydro | Terminated | Nevada City | Nevada | CA | 95959 | 39.2981 | -120.8443 | Deer Creek Powerhouse | 999 | Category 0 | 5.7 | 19.1252
Pacific Gas and Electric (PG) | Utility-Owned Generation (UOG) | 1963 | DeSabla Powerhouse | Small hydro | Online | Magalia | Butte | CA | 95954 | 39.8693 | -121.6318 | DeSabla Powerhouse | 999 | Category 0 | 18.5 | 82.4172
Southern California Edison (SC) | QF Standard Contract | 1984 | Desert Water Agency | Small hydro | Online | Palm Springs | Riverside | CA | 92263 | 33.9348 | -116.6412 | Desert Water | 30 | Category 0 | 1 | 4.01
Pacific Gas and Electric (PG) | Utility-Owned Generation (UOG) | 1943 | Dutch Flat #1 Powerhouse | Small hydro | Online | Alta | Placer | CA | 95701 | 39.217 | -120.8356 | Dutch Flat #1 Powerhouse | 999 | Category 0 | 22 | 84.029
Pacific Gas and Electric (PG) | Utility-Owned Generation (UOG) | 1916 | Halsey Powerhouse | Small hydro | Online | Auburn | Placer | CA | 95603 | 38.957 | -121.0419 | Halsey Powerhouse | 999 | Category 0 | 11 | 49.2381
Pacific Gas and Electric (PG) | Utility-Owned Generation (UOG) | 1921 | Hamilton Branch Powerhouse | Small hydro | Online | Peninsula Village | Plumas | CA | 91367 | 40.2687 | -121.0895 | Hamilton Branch Powerhouse | 999 | Category 0 | 4.8 | 15.0847
Pacific Gas and Electric (PG) | Utility-Owned Generation (UOG) | 1921 | Hat Creek #1 Powerhouse | Small hydro | Online | Burney | Shasta | CA | 96013 | 40.9293 | -121.5445 | Hat Creek #1 Powerhouse | 999 | Category 0 | 8.5 | 32.9089
Pacific Gas and Electric (PG) | Utility-Owned Generation (UOG) | 1921 | Hat Creek #2 Powerhouse | Small hydro | Online | Burney | Shasta | CA | 96013 | 40.9607 | -121.5487 | Hat Creek #2 Powerhouse | 999 | Category 0 | 8.5 | 45.4666
Pacific Gas and Electric (PG) | Utility-Owned Generation (UOG) | 1979 | Inskip Powerhouse | Small hydro | Online | Manton | Tehama | CA | 96059 | 40.401 | -121.9655 | Inskip Powerhouse | 999 | Category 0 | 8 | 43.9823
Pacific Gas and Electric (PG) | Utility-Owned Generation (UOG) | 1920 | Kerckhoff Powerhouse | Small hydro | Online | Aubery | Fresno | CA | 93603 | 37.0925 | -119.5528 | Kerckhoff Powerhouse | 999 | Category 0 | 25.4 | 35.1204
Pacific Gas and Electric (PG) | Utility-Owned Generation (UOG) | 1903 | Kilarc Powerhouse | Small hydro | Online | Whitmore | Shasta | CA | 96096 | 40.6778 | -121.8733 | Kilarc Powerhouse | 999 | Category 0 | 1.6 | 15.4301
Pacific Gas and Electric (PG) | Utility-Owned Generation (UOG) | 1906 | Lime Saddle Powerhouse | Small hydro | Online | Oroville | Butte | CA | 95965 | 39.6988 | -121.571 | Lime Saddle Powerhouse | 999 | Category 0 | 2 | 6.3899
Pacific Gas and Electric (PG) | Utility-Owned Generation (UOG) | 1986 | Newcastle Powerhouse | Small hydro | Online | Auburn | Placer | CA | 95603 | 38.8352 | -121.093 | Newcastle Powerhouse | 999 | Category 0 | 11.5 | 26.2387
Pacific Gas and Electric (PG) | Utility-Owned Generation (UOG) | 1985 | Oak Flat Powerhouse | Small hydro | Online | Belden | Plumas | CA | 95956 | 40.0753 | -121.1614 | Oak Flat Powerhouse | 999 | Category 0 | 1.3 | 5.6776
Pacific Gas and Electric (PG) | Utility-Owned Generation (UOG) | 1940 | Phoenix Powerhouse | Small hydro | Online | Sonora | Tuolumne | CA | 95373 | 38.0321 | -120.3265 | Phoenix Powerhouse | 999 | Category 0 | 2 | 9.8961
Pacific Gas and Electric (PG) | Utility-Owned Generation (UOG) | 1908 | Potter Valley Powerhouse | Small hydro | Online | Potter Valley | Mendocino | CA | 95469 | 39.3618 | -123.1279 | Potter Valley Powerhouse | 999 | Category 0 | 9.2 | 32.1949
Pacific Gas and Electric (PG) | Utility-Owned Generation (UOG) | 1980 | Volta 1 Powerhouse | Small hydro | Online | Manton | Shasta | CA | 96059 | 40.4591 | -121.8671 | Volta 1 Powerhouse | 999 | Category 0 | 9 | 45.7209
Pacific Gas and Electric (PG) | Utility-Owned Generation (UOG) | 1950 | Rock Creek Powerhouse - RPS | Small hydro | Online | Storrie | Plumas | CA | 95980 | 39.9052 | -121.3452 | Rock Creek Powerhouse - RPS | 999 | Category 0 | 14 | 37.7434
Pacific Gas and Electric (PG) | Utility-Owned Generation (UOG) | 1919 | San Joaquin #1-A Powerhouse | Small hydro | Online | North Fork | Madera | CA | 93643 | 37.1589 | -119.4942 | San Joaquin #1-A Powerhouse | 999 | Category 0 | 0.4 | 1.0209
Pacific Gas and Electric (PG) | Utility-Owned Generation (UOG) | 1917 | San Joaquin #2 Powerhouse | Small hydro | Online | North Fork | Madera | CA | 93643 | 37.2032 | -119.4975 | San Joaquin #2 Powerhouse | 999 | Category 0 | 3.2 | 8.4878
Pacific Gas and Electric (PG) | Utility-Owned Generation (UOG) | 1923 | San Joaquin #3 Powerhouse | Small hydro | Online | North Fork | Madera | CA | 93643 | 37.2537 | -119.5194 | San Joaquin #3 Powerhouse | 999 | Category 0 | 4.2 | 11.8108
Pacific Gas and Electric (PG) | Utility-Owned Generation (UOG) | 1979 | South Powerhouse | Small hydro | Online | Manton | Tehama | CA | 96059 | 40.3954 | -121.8792 | South Powerhouse | 999 | Category 0 | 7 | 42.3061
Pacific Gas and Electric (PG) | Utility-Owned Generation (UOG) | 1928 | Spaulding #1 Powerhouse | Small hydro | Online | Emigrant Gap | Nevada | CA | 95717 | 39.3246 | -120.6448 | Spaulding #1 Powerhouse | 999 | Category 0 | 7 | 30.5933
Pacific Gas and Electric (PG) | Utility-Owned Generation (UOG) | 1928 | Spaulding #2 Powerhouse | Small hydro | Online | Emigrant Gap | Nevada | CA | 95717 | 39.3246 | -120.6454 | Spaulding #2 Powerhouse | 999 | Category 0 | 4.4 | 10.124
Pacific Gas and Electric (PG) | Utility-Owned Generation (UOG) | 1929 | Spaulding #3 Powerhouse | Small hydro | Online | Emigrant Gap | Nevada | CA | 95717 | 39.3377 | -120.6355 | Spaulding #3 Powerhouse | 999 | Category 0 | 5.8 | 29.7358
Pacific Gas and Electric (PG) | Utility-Owned Generation (UOG) | 1921 | Spring Gap Powerhouse | Small hydro | Online | Long Barn | Tuolumne | CA | 95335 | 38.1865 | -120.1117 | Spring Gap Powerhouse | 999 | Category 0 | 7 | 35.0088
Pacific Gas and Electric (PG) | Utility-Owned Generation (UOG) | 1986 | Toadtown Powerhouse | Small hydro | Online | Magalia | Butte | CA | 95954 | 39.8935 | -121.5934 | Toadtown Powerhouse | 999 | Category 0 | 1.5 | 5.0805
Pacific Gas and Electric (PG) | Utility-Owned Generation (UOG) | 1914 | Tule Powerhouse | Small hydro | Terminated | Springville | Tulare | CA | 93265 | 36.1631 | -118.7071 | Tule Powerhouse | 999 | Category 0 | 6.4 | 20.0538
Pacific Gas and Electric (PG) | Utility-Owned Generation (UOG) | 1981 | Volta 2 Powerhouse | Small hydro | Online | Manton | Shasta | CA | 96059 | 40.4519 | -121.8621 | Volta 2 Powerhouse | 999 | Category 0 | 0.9 | 5.0943
Pacific Gas and Electric (PG) | Utility-Owned Generation (UOG) | 1948 | West Point Powerhouse | Small hydro | Online | Pioneer | Amador | CA | 95666 | 38.4209 | -120.5496 | West Point Powerhouse | 999 | Category 0 | 14.5 | 83.5543
Pacific Gas and Electric (PG) | Utility-Owned Generation (UOG) | 1986 | Wise #2 Powerhouse | Small hydro | Online | Auburn | Placer | CA | 95603 | 38.8899 | -121.0985 | Wise #2 Powerhouse | 999 | Category 0 | 3.2 | 7.43
Pacific Gas and Electric (PG) | Utility-Owned Generation (UOG) | 1910 | Wishon Powerhouse | Small hydro | Online | North Fork | Madera | CA | 93643 | 37.151 | -119.5047 | Wishon Powerhouse | 999 | Category 0 | 20 | 55.8556
Pacific Gas and Electric (PG) | Utility-Owned Generation (UOG) | 2007 | AT&T Park Solar Arrays | Solar PV - Ground mount | Online | San Francisco | San Francisco | CA | 94107 | 37.7781 | -122.3907 | AT&T Park Solar Arrays | 999 | Category 0 | 0.1105 | 0.14994
Pacific Gas and Electric (PG) | Utility-Owned Generation (UOG) | 2012 | Cantua Solar Station | Solar PV - Ground mount | Online | Cantua Creek | Fresno | CA | 93608 | 36.4251 | -120.3435 | Cantua Solar Station | 999 | Category 1 | 20 | 41.857
Pacific Gas and Electric (PG) | Utility-Owned Generation (UOG) | 2011 | Five Points Solar Station | Solar PV - Ground mount | Online | Five Points | Fresno | CA | 93624 | 36.4003 | -120.1033 | Five Points Solar Station | 999 | Category 1 | 15 | 29.0714
Pacific Gas and Electric (PG) | Utility-Owned Generation (UOG) | 2013 | Gates Solar Station | Solar PV - Ground mount | Online | Fresno | Fresno | CA | 93234 | 36.1764 | -120.1142 | Gates Solar Station | 999 | Category 1 | 20 | 43.4379
Pacific Gas and Electric (PG) | Utility-Owned Generation (UOG) | 2012 | Giffen Solar Station | Solar PV - Ground mount | Online | Cantua Creek | Fresno | CA | 93608 | 36.5303 | -120.3161 | Giffen Solar Station | 999 | Category 1 | 10 | 20.928
Pacific Gas and Electric (PG) | Utility-Owned Generation (UOG) | 2013 | Guernsey Solar Station | Solar PV - Ground mount | Online | Hanford | Kings | CA | 93230 | 36.1639 | -119.6506 | Guernsey Solar Station | 999 | Category 1 | 20 | 49.9713
Pacific Gas and Electric (PG) | Utility-Owned Generation (UOG) | 2012 | Huron Solar Station | Solar PV - Ground mount | Online | Huron | Fresno | CA | 93234 | 36.1814 | -120.0306 | Huron Solar Station | 999 | Category 1 | 20 | 42.151
Pacific Gas and Electric (PG) | Utility-Owned Generation (UOG) | 2012 | Stroud Solar Station | Solar PV - Ground mount | Online | Helm | Fresno | CA | 93627 | 36.5314 | -120.1069 | Stroud Solar Station | 999 | Category 1 | 20 | 38.9508
Pacific Gas and Electric (PG) | Utility-Owned Generation (UOG) | 2007 | SF Service Center Solar Array 1 | Solar PV - Ground mount | Online | San Francisco | San Francisco | CA | 94110 | 37.7619 | -122.4133 | SF Service Center Solar Array 1 | 999 | Category 0 | 0.07 | 0.096256
Pacific Gas and Electric (PG) | Utility-Owned Generation (UOG) | 2007 | SF Service Center Solar Array 2 | Solar PV - Ground mount | Online | San Francisco | San Francisco | CA | 94106 | 37.7616 | -122.4155 | SF Service Center Solar Array 2 | 999 | Category 0 | 0.114 | 0.1688
Pacific Gas and Electric (PG) | Utility-Owned Generation (UOG) | 2009 | Vaca Dixon Solar Station | Solar PV - Ground mount | Online | Vacaville | Solano | CA | 95688 | 38.4106 | -121.9264 | Vaca Dixon Solar Station | 999 | Category 0 | 2.5 | 3.964
Pacific Gas and Electric (PG) | Utility-Owned Generation (UOG) | 2013 | West Gates Solar Station | Solar PV - Ground mount | Online | Fresno | Fresno | CA | 93234 | 36.1422 | -120.1325 | West Gates Solar Station | 999 | Category 1 | 10 | 21.376
Pacific Gas and Electric (PG) | Utility-Owned Generation (UOG) | 2011 | Westside Solar Station | Solar PV - Ground mount | Online | Five Points | Fresno | CA | 93624 | 36.3787 | -120.1249 | Westside Solar Station | 999 | Category 1 | 15 | 29.2102
San Diego Gas & Electric (SD) | PPA - Solicitation | 2020 | BCE Los Alamitos | Solar PV + Storage | Online | Los Alamitos | Orange | CA | 90720 | 33°46’52.59N | 118°3’16.68”W | BCE LOS Alamitos, LLC | 10 | Category 1 | 10 | 58.35 |  | 2020-12-30 | 2021-04-15
Southern California Edison (SC) | QF Standard Contract | 1984 | Edom Hills Project 1, LLC | Wind | Expired | Cathedral City | Riverside | CA | 92234 | 33.8667 | -116.4417 | BP Alt Energy | 30 | Category 0 | 20 | 43.93 | [5 empty] | 2015-09-30
Southern California Edison (SC) | Utility-Owned Generation (UOG) | 1913 | Bishop Creek No. 3 | Small hydro | Online | Bishop | Inyo | CA | 93514 | 37.3021 | -118.5321 | Bishop Creek No. 3 | 999 | Category 0 | 7.84 | 47.3653
Pacific Gas and Electric (PG) | PPA - Solicitation | 2006 | Rattlesnake Road Wind Power Project | Wind | Expired | Arlington | Gilliam | OR | 97812 | 45.6772 | -120.2108 | Arlington Wind Power Project, LLC | 15 | Category 0 | 102.9 | 240 |  | 2008-07-01 | 2008-11-25
Southern California Edison (SC) | QF Standard Contract | 1985 | Calleguas MWD - Unit 3 (Santa Rosa) | Small hydro | Online | Thousand Oaks | Ventura | CA | 91360 | 34.2427 | -118.8841 | Calleguas MWD | 30 | Category 0 | 0.25 | 0.44
Pacific Gas and Electric (PG) | QF Standard Contract | 1985 | Gas Recovery Sys. (American Cyn) | Landfill gas | Expired | AMERICAN CANYON | Napa | CA | 94550 | 38.1749 | -122.2608 | Fortistar LLC | 30 | Category 0 | 1.5 | 7.785
Southern California Edison (SC) | QF Standard Contract | 2012 | Mogul Energy Partnership I, LLC | Wind | Expired | Tehachapi | Kern | CA | 93561 | 35.0583 | -118.3708 | Mogul Energy Partnership I, LLC | 7 | Category 1 | 4 | 9.67
Southern California Edison (SC) | QF Standard Contract | 1985 | Luz Solar Partners Ltd. VI | Solar Thermal - No Storage | Expired | Boron | San Bernardino | CA | 93516 | 35.0142 | -117.5477 | Luz Solar Partners Ltd. VI | 30 | Category 0 | 35 | 58.98
Southern California Edison (SC) | QF Standard Contract | 1985 | Luz Solar Partners Ltd. VII | Solar Thermal - No Storage | Expired | Boron | San Bernardino | CA | 93516 | 35.0142 | -117.5477 | Luz Solar Partners Ltd. VII | 30 | Category 0 | 35 | 54.73
Southern California Edison (SC) | QF Standard Contract | 1988 | Luz Solar Partners Ltd. VIII | Solar Thermal - No Storage | Expired | Hinkley | San Bernardino | CA | 92347 | 35.0331 | -117.3491 | Luz Solar Partners Ltd. VIII | 30 | Category 0 | 80 | 158.88
Southern California Edison (SC) | QF Standard Contract | 1985 | Desert View Power, Inc. | Biomass | Expired | Mecca | Riverside | CA | 92254 | 33.5864 | -116.0884 | Greenleaf Power | 30 | Category 0 | 49.9 | 354.05
Southern California Edison (SC) | QF Standard Contract | 1985 | Central Hydroelectric Corp. | Small hydro | Expired | Lake Isabella | Kern | CA | 92340 | 35.6442 | -118.4819 | Central Hydroelectric Corp. | 30 | Category 0 | 11.95 | 41.21
Pacific Gas and Electric (PG) | QF Standard Contract | 1984 | Hypower, Inc. | Small hydro | Expired | De Sabla | Butte | CA | 95954 | 39.8708 | -121.6322 | Hypower, Inc | 30 | Category 0 | 10.8 | 41.99
Southern California Edison (SC) | QF Standard Contract | 1985 | Desert Wind III PPC Trust | Wind | Expired | Mojave | Kern | CA | 93501 | 35.05 | -118.2917 | Desert Wind III PPC Trust | 30 | Category 0 | 40.5 | 74.46
Pacific Gas and Electric (PG) | QF Standard Contract | 1983 | James B. Peter | Small hydro | Online | Greenville | Plumas | CA | 95947 | 40.14 | -120.9512 | James B. Peter | 999 | Category 0 | 0.015 | 0.12
Pacific Gas and Electric (PG) | QF Standard Contract | 1985 | Five Bears Hydroelectric | Small hydro | Expired | Genesee Valley | Plumas | CA | 95983 | 40.0394 | -120.6634 | Five Bears Hydro, LLC | 30 | Category 0 | 0.99 | 1.04
Pacific Gas and Electric (PG) | QF Standard Contract | 1985 | Steve & Bonnie Tetrick | Small hydro | Online | Millville | Shasta | CA | 96062 | 40.5662 | -122.0271 | Steve & Bonnie Tetrick | 999 | Category 0 | 0.1 | 0.19
Southern California Edison (SC) | QF Standard Contract | 1985 | Luz Solar Partners Ltd. V | Solar Thermal - No Storage | Expired | Boron | San Bernardino | CA | 93516 | 35.0142 | -117.5477 | Luz Solar Partners Ltd. V | 30 | Category 0 | 35 | 62.88
Pacific Gas and Electric (PG) | QF Standard Contract | 1984 | Rock Creek | Small hydro | Expired | Placerville | El Dorado | CA | 95667 | 38.7831 | -120.7789 | Rock Creek L.P. | 30 | Category 0 | 3 | 2.709
Pacific Gas and Electric (PG) | QF Standard Contract | 1985 | Mega Renewables (Bidwell Ditch) | Small hydro | Expired | Burney | Shasta | CA | 96065 | 40.8014 | -121.4481 | Mega Renewables | 30 | Category 0 | 2 | 11.09
Pacific Gas and Electric (PG) | QF Standard Contract | 1984 | EDF Renewable Windfarm V, Inc. (70 MW - B) | Wind | Expired | Suisun City | Solano | CA | 94585 | 38.0793 | -121.8394 | EDF Renewable Windfarm V, Inc. | 28 | Category 0 | 0.7 | 18.687
San Diego Gas & Electric (SD) | Utility-Owned Generation (UOG) | 2015 | X-nth | Solar PV - Ground mount | Expired | San Diego | San Diego | CA | 92121 | 32.8925 | -117.1964 | Green Sand Investments, LLC | 15 | Category 1 | 0.04 | 0.068
Southern California Edison (SC) | BioRAM (Bio Energy/Mass) | 2016 | Pacific Ultrapower Chinese Station | Biomass | Online | Jamestown | Tuolumne | CA | 95327 | 37.8744 | -120.4773 | Pacific Ultrapower Chinese Station | 18 | Category 1 | 18 | 129
Pacific Gas and Electric (PG) | QF Standard Contract | 1985 | Water Wheel Ranch QF | Small hydro | Expired | Round Mountain | Shasta | CA | 96084 | 40.7841 | -121.8971 | Water Wheel Ranch | 30 | Category 0 | 0.975 | 2.983
Pacific Gas and Electric (PG) | QF Standard Contract | 1984 | Salmon Creek Hydroelectric Company, LLC | Small hydro | Expired | Sierra City | Sierra | CA | 96124 | 39.6035 | -120.6081 | Salmon Creek Hydroelectric Co. | 30 | Category 0 | 0.594 | 2.03
Southern California Edison (SC) | Utility-Owned Generation (UOG) | 1902 | Ontario No. 1 | Small hydro | Online | Claremont | Los Angeles | CA | 91711 | 34.1734 | -117.6761 | Ontario No. 1 | 999 | Category 0 | 0.6 | 3.4843
Southern California Edison (SC) | Utility-Owned Generation (UOG) | 1962 | Ontario No. 2 | Small hydro | Online | Claremont | Los Angeles | CA | 91711 | 34.223 | -117.6673 | Ontario No. 2 | 999 | Category 0 | 0.32 | 1.341
Southern California Edison (SC) | Utility-Owned Generation (UOG) | 1924 | Poole | Small hydro | Online | Lee Vining | Mono | CA | 93541 | 37.9443 | -119.2159 | Poole | 999 | Category 0 | 11.25 | 42.1899
Southern California Edison (SC) | Utility-Owned Generation (UOG) | 1956 | Portal | Small hydro | Online | Shaver Lake | Madera | CA | 93664 | 37.2569 | -119.1591 | Portal | 999 | Category 0 | 10.8 | 35.9129
Southern California Edison (SC) | Utility-Owned Generation (UOG) | 1916 | Rush Creek | Small hydro | Online | June Lake | Mono | CA | 93529 | 37.7664 | -119.123 | Rush Creek | 999 | Category 0 | 13.011 | 55.5303
Southern California Edison (SC) | Utility-Owned Generation (UOG) | 1900 | Santa Ana No. 1 | Small hydro | Online | Highland | San Bernardino | CA | 92346 | 34.1455 | -117.0588 | Santa Ana No. 1 | 999 | Category 0 | 3.2 | 6.0312
Southern California Edison (SC) | Utility-Owned Generation (UOG) | 1900 | Santa Ana No. 3 | Small hydro | Online | Highland | San Bernardino | CA | 92346 | 34.1076 | -117.0991 | Santa Ana No. 3 | 999 | Category 0 | 3.1 | 9.7307
Pacific Gas and Electric (PG) | QF Standard Contract | 1984 | Green Ridge Power LLC (100 MW - A) | Wind | Expired | Tracy | Alameda | CA | 95377 | 37.7309 | -121.5894 | Green Ridge Power LLC | 28 | Category 0 | 43.1 | 80.995
Southern California Edison (SC) | QF Standard Contract | 1985 | Ridgetop Energy, LLC (I) | Wind | Expired | Mojave | Kern | CA | 93501 | 35.0833 | -118.2833 | Terra-Gen | 30 | Category 0 | 65 | 145.32
Pacific Gas and Electric (PG) | QF CHP | 2016 | TKO Power - South Fork Bear Creek | Small hydro | Expired | SHINGLETOWN | Shasta | CA | 96088 | 40.5331 | -121.95 | TKO Power (South Bear Creek) |  | Category 1 | 3 | 8.352
Pacific Gas and Electric (PG) | QF Standard Contract | 1984 | Green Ridge Power LLC (70 MW) | Wind | Expired | Tracy | San Joaquin | CA | 95377 | 37.7306 | -121.5897 | Green Ridge Power LLC | 28 | Category 0 | 54 | 92.998
Pacific Gas and Electric (PG) | QF Standard Contract | 1984 | DG Fairhaven Power | Biomass | Expired | Fairhaven | Humboldt | CA | 95564 | 40.7989 | -124.2036 | DG Fairhaven Power, LLC | 30 | Category 0 | 17.25 | 102.661
Southern California Edison (SC) | QF Standard Contract | 1985 | Luz Solar Partners Ltd. III | Solar Thermal - No Storage | Expired | Boron | San Bernardino | CA | 93516 | 35.0142 | -117.5477 | NextEra (FP&L) | 30 | Category 0 | 35 | 62.58 | [5 empty] | 2017-03-31
Southern California Edison (SC) | QF Standard Contract | 1985 | Three Valleys MWD (Fulton Road) | Small hydro | Expired | Pomona | Los Angeles | CA | 91767 | 34.1002 | -117.7559 | Three Valleys MWD | 30 | Category 0 | 0.2 | 1.05
Pacific Gas and Electric (PG) | QF Standard Contract | 1983 | Arbuckle Mountain Hydro | Small hydro | Expired | Platina | Shasta | CA | 96076 | 40.4087 | -122.8785 | Arbuckle Mountain Hydro | 30 | Category 0 | 0.3 | 0.471
Southern California Edison (SC) | QF Standard Contract | 1989 | Oak Creek Energy Systems Inc. | Wind | Expired | Mojave | Kern | CA | 93501 | 35.0375 | -118.3667 | Terra-Gen | 30 | Category 0 | 27.9 | 72.76
Southern California Edison (SC) | QF Standard Contract | 1985 | Terra-Gen 251 Wind, LLC (Monolith XII) | Wind | Expired | Tehachapi | Kern | CA | 93561 | 35.0875 | -118.35 | Terra-Gen 251 Wind, LLC (Monolith XII) | 30 | Category 0 | 6.72 | 10.15
Southern California Edison (SC) | QF Standard Contract | 1984 | San Gorgonio Westwinds II, LLC | Wind | Expired | Palm Springs | Riverside | CA | 92262 | 33.8967 | -116.5563 | AES Wind | 30 | Category 0 | 10 | 28.77
Southern California Edison (SC) | QF Standard Contract | 1984 | Terra-Gen Dixie Valley, LLC | Geothermal | Expired | Fallon | Churchill County | NV | 89407 | 39.9656 | -117.8559 | Terra-Gen Dixie Valley, LLC | 30 | Category 0 | 56 | 490
Pacific Gas and Electric (PG) | QF Standard Contract | 1983 | Friant Power Authority | Small hydro | Expired | Friant | Fresno | CA | 93626 | 37.0006 | -119.7053 | Friant Power Authority | 30 | Category 0 | 25 | 80.127
Pacific Gas and Electric (PG) | QF Standard Contract | 1985 | Northwind Energy | Wind | Expired | Altamont Pass | Contra Costa | CA | 94550 | 37.8114 | -121.6655 | Northwind Energy | 29 | Category 0 | 27 | 13.464
Southern California Edison (SC) | QF Standard Contract | 1987 | Salton Sea Power Generation L.P. #1 | Geothermal | Expired | Calipatria | Imperial | CA | 92233 | 33.1576 | -115.6404 | MidAmerican (CalEnergy) | 30 | Category 0 | 10 | 64.48
Southern California Edison (SC) | QF Standard Contract | 1985 | Painted Hills | Wind | Expired | Palm Springs | Riverside | CA | 92262 | 33.9355 | -116.6241 | EUI | 30 | Category 0 | 19.265 | 36.31
Pacific Gas and Electric (PG) | QF Standard Contract | 1985 | Green Ridge Power LLC (23.8 MW) | Wind | Expired | Tracy | Alameda | CA | 95377 | 37.7309 | -121.5894 | Green Ridge Power LLC | 30 | Category 0 | 10.8 | 24.593
San Diego Gas & Electric (SD) | PPA - Solicitation | 2002 | Oasis Power Partners LLC | Wind | Expired | Mojave | Kern | CA | 93501 | 35.0767 | -118.2553 | EDF Renewable Energy Inc | 15 | Category 0 | 60 | 173 |  | 2002-11-04 | 2002-12-05
Southern California Edison (SC) | Utility-Owned Generation (UOG) | 1905 | Bishop Creek No. 4 | Small hydro | Online | Bishop | Inyo | CA | 93514 | 37.323 | -118.5019 | Bishop Creek No. 4 | 999 | Category 0 | 7.95 | 33.1817
Southern California Edison (SC) | Utility-Owned Generation (UOG) | 1911 | Lundy | Small hydro | Online | Lee Vining | Mono | CA | 93541 | 38.0424 | -119.1723 | Lundy | 999 | Category 0 | 3 | 18.0597
Pacific Gas and Electric (PG) | QF Standard Contract | 1984 | Wendel Energy Operations 1, LLC | Geothermal | Terminated | Wendel | Lassen | CA | 96136 | 40.3567 | -120.2564 | Wendel Energy Operations I | 30 | Category 0 | 0.7 | 3.137 | [5 empty] | 2015-01-31
Southern California Edison (SC) | QF Standard Contract | 1984 | Wind Stream Operations, LLC (VG # 2) | Wind | Expired | Tehachapi | Kern | CA | 93561 | 35.0708 | -118.3792 | AES Wind | 30 | Category 0 | 6.925 | 10.84
Southern California Edison (SC) | Utility-Owned Generation (UOG) | 1922 | Sierra | Small hydro | Online | Claremont | Los Angeles | CA | 91711 | 34.2084 | -117.675 | Sierra | 999 | Category 0 | 0.48 | 2.5044
Southern California Edison (SC) | Utility-Owned Generation (UOG) | 1909 | Tule River | Small hydro | Online | Springville | Tulare | CA | 93265 | 36.1357 | -118.7888 | Tule River | 999 | Category 0 | 2.52 | 6.1133
Southern California Edison (SC) | Utility-Owned Generation (UOG) | 2008 | SPVP002 - Chino | Solar PV - Rooftop | Online | Chino | San Bernardino | CA | 91710 | 33.9861 | -117.7014 | SPVP002 - Chino | 999 | Category 0 | 1 | 1.8108
Pacific Gas and Electric (PG) | QF Standard Contract | 1985 | Mega Renewables (Roaring Crk) | Small hydro | Expired | Montgomery Creek | Shasta | CA | 96065 | 40.8821 | -121.9484 | Mega Renewables | 30 | Category 0 | 2 | 6.044
Southern California Edison (SC) | Utility-Owned Generation (UOG) | 1900 | Mill Creek No. 1 | Small hydro | Online | Mentone | San Bernardino | CA | 92359 | 34.088 | -117.0395 | Mill Creek No. 1 | 999 | Category 0 | 0.8 | 5.3533
Southern California Edison (SC) | Utility-Owned Generation (UOG) | 1903 | Mill Creek No. 3 | Small hydro | Online | Mentone | San Bernardino | CA | 92359 | 34.0772 | -117.0684 | Mill Creek No. 3 | 999 | Category 0 | 3 | 13.3037
Southern California Edison (SC) | Utility-Owned Generation (UOG) | 1913 | Bishop Creek No. 6 | Small hydro | Online | Bishop | Inyo | CA | 93514 | 37.35 | -118.4628 | Bishop Creek No. 6 | 999 | Category 0 | 1.6 | 13.3675
Southern California Edison (SC) | Utility-Owned Generation (UOG) | 1904 | Borel | Small hydro | Expired | Lake Isabella | Kern | CA | 93306 | 35.588 | -118.5246 | Borel | 999 | Category 0 | 12
Southern California Edison (SC) | QF Standard Contract | 1985 | Terra-Gen 251 Wind, LLC (Monolith XIII) | Wind | Expired | Tehachapi | Kern | CA | 93561 | 35.0875 | -118.35 | Terra-Gen 251 Wind, LLC (Monolith XIII) | 30 | Category 0 | 5.67 | 7.66
Southern California Edison (SC) | QF Standard Contract | 1985 | CTV Power Purchase Contract Trust | Wind | Expired | Mojave | Kern | CA | 93501 | 35.0625 | -118.3167 | Brookfield | 30 | Category 0 | 14 | 30.88
Southern California Edison (SC) | PPA - Solicitation | 2005 | Alta Windpower X | Wind | Online | Mojave | Kern | CA | 93501 | 35.103 | -118.2275 | Alta Wind X, LLC | 23 | Category 1 | 138 | 416 |  | 2011-12-29 | 2008-05-15
Pacific Gas and Electric (PG) | QF Standard Contract | 1991 | James Crane Hydro | Small hydro | Online | Forest Ranch | Butte | CA | 95942 | 39.88 | -121.701 | James Crane Hydro | 999 | Category 0 | 0.0025 | 0.01
Southern California Edison (SC) | QF Standard Contract | 1985 | Section 22 Trust (San Jacinto) | Wind | Expired | Palm Springs | Riverside | CA | 92262 | 33.8958 | -116.5625 | AES Wind | 30 | Category 0 | 18.95 | 42.18
Pacific Gas and Electric (PG) | QF Standard Contract | 1985 | Forebay Wind LLC - Seawest | Wind | Expired | Tracy | San Joaquin | CA | 95391 | 37.7452 | -121.6034 | Forebay Wind, LLC | 30 | Category 0 | 0.065 | 0.046
Southern California Edison (SC) | QF Standard Contract | 1985 | Walnut Valley Water District (#2) | Small hydro | Expired | Walnut | Los Angeles | CA | 91789 | 34.0273 | -117.8362 | Walnut Valley | 30 | Category 0 | 0.025 | [6 empty] | 2015-03-20
Southern California Edison (SC) | QF Standard Contract | 1986 | Royal Farms #2 | Biomass | Terminated | Tulare | Tulare | CA | 93274 | 36.156 | -119.2595 | Royal Farms #2 | 999 | Category 0 | 0.1 | 0.11 | [5 empty] | 2018-01-08
Pacific Gas and Electric (PG) | QF Standard Contract | 1984 | Madera Canal (1174 + 84) | Small hydro | Expired | Madera | Madera | CA | 93636 | 37.0722 | -119.9492 | Madera-Chowchilla Water And Power Authority | 30 | Category 0 | 0.563 | 1.413
Pacific Gas and Electric (PG) | QF Standard Contract | 1984 | El Dorado Hydro (Montgomery Creek) | Small hydro | Expired | Pollock Pines | El Dorado | CA | 95726 | 40.8361 | -121.9344 | El Dorado Hydro, LLC | 30 | Category 0 | 2.6 | 8.701
Southern California Edison (SC) | QF Standard Contract | 1984 | Wind Stream Operations, LLC (VG # 4) | Wind | Expired | Tehachapi | Kern | CA | 93561 | 35.0708 | -118.3792 | AES Wind | 30 | Category 0 | 6.77 | 8.94
Pacific Gas and Electric (PG) | QF Standard Contract | 1985 | Shamrock Utilities (Clover Leaf) | Small hydro | Expired | OAK RUN | Shasta | CA | 96069 | 40.703 | -121.9333 | Shamrock Utilities (Clover Leaf) | 30 | Category 0 | 0.2 | 0.701
Southern California Edison (SC) | BioRAM (Bio Energy/Mass) | 2016 | Rio Bravo Fresno | Biomass | Online | Fresno | Fresno | CA | 93725 | 36.6875 | -119.7239 | Rio Bravo Fresno | 5 | Category 1 | 24.3 | 182
Southern California Edison (SC) | QF Standard Contract | 1984 | Vulcan/Bn Geothermal | Geothermal | Expired | Niland | Imperial | CA | 92257 | 33.1631 | -115.6172 | MidAmerican (CalEnergy) | 30 | Category 0 | 34 | 281.18
Pacific Gas and Electric (PG) | QF Standard Contract | 1984 | Madera Canal Station 1302 | Small hydro | Expired | Madera | Madera | CA | 93636 | 37.0753 | -119.9894 | Madera-Chowchilla Water And Power Authority | 30 | Category 0 | 0.424 | 0.713
Southern California Edison (SC) | QF Standard Contract | 1983 | ON Wind Energy LLC | Wind | Expired | Mojave | Kern | CA | 93501 | 35.0375 | -118.3583 | On Wind Energy LLC | 30 | Category 0 | 2.4 | 0.96
Southern California Edison (SC) | QF Standard Contract | 1984 | Tehachapi Power Purchase Contract Trust | Wind | Expired | Mojave | Kern | CA | 93501 | 35.0625 | -118.2792 | Terra-Gen | 30 | Category 0 | 56 | 109.23
Southern California Edison (SC) | QF Standard Contract | 1984 | FPL Energy Cabazon Wind, LLC | Wind | Online | Cabazon | Riverside | CA | 92230 | 33.9208 | -116.7083 | NextEra (FP&L) | 30 | Category 0 | 40 | 81.45
San Diego Gas & Electric (SD) | Renewable Auction Mechanism (RAM) | 2013 | Rugraw Inc. (Lassen Lodge Hydro) | Small hydro | Terminated | Mineral | Tehama | CA | 96075 | 40.3537 | -121.699 | Rugraw LLC | 20 |  | 5 | 21.7
Pacific Gas and Electric (PG) | QF Standard Contract | 1985 | Monterey One Water | Digester gas | Online | Marina | Monterey | CA | 93933 | 36.7058 | -121.7688 | Monterey One Water (M1W) | 999 | Category 0 | 1.74 | 0.24
Southern California Edison (SC) | QF Standard Contract | 1985 | Terra-Gen 251 Wind, LLC (Monolith X) | Wind | Expired | Tehachapi | Kern | CA | 93561 | 35.0875 | -118.35 | Terra-Gen 251 Wind, LLC (Monolith X) | 30 | Category 0 | 5.31 | 9.82
Southern California Edison (SC) | QF Standard Contract | 1983 | Three Valleys MWD (Williams) | Small hydro | Online | La Verne | Los Angeles | CA | 91750 | 34.1159 | -117.7509 | Three Valleys MWD | 30 | Category 0 | 0.35 | 1.56
Southern California Edison (SC) | QF Standard Contract | 2015 | Energy Development & Const. Corp. (f/k/a 6062) | Wind | Expired | North Palm Springs | Riverside | CA | 92558 | 33.9215 | -116.5576 | Energy Development & Construction Corp Corporation |  | Category 1 | 11.7 | 33.8224
Pacific Gas and Electric (PG) | QF Standard Contract | 1984 | Altamont Power LLC (4-4) | Wind | Expired | Tracy | Alameda | CA | 95391 | 37.7484 | -121.6276 | Altamont Power LLC (4-4) | 30 | Category 0 | 19 | 31.554
Pacific Gas and Electric (PG) | QF Standard Contract | 1985 | Forebay Wind LLC - Viking | Wind | Expired | Tracy | San Joaquin | CA | 95391 | 37.7452 | -121.6034 | Forebay Wind, LLC | 30 | Category 0 | 1.69 | 1.169
Southern California Edison (SC) | QF Standard Contract | 1992 | Inland Empire Utilities Agency | Biomass | Terminated | Chino | San Bernardino | CA | 91710 | 33.9531 | -117.6683 | Inland Empire Utilities Agency | 30 | Category 0 | 0.58 | 1.14 | [5 empty] | 2019-04-12
Southern California Edison (SC) | Utility-Owned Generation (UOG) | 1929 | Kaweah No. 2 | Small hydro | Online | Three Rivers | Tulare | CA | 93271 | 36.4616 | -118.8798 | Kaweah No. 2 | 999 | Category 0 | 1.8 | 7.7128
Southern California Edison (SC) | Utility-Owned Generation (UOG) | 1913 | Kaweah No. 3 | Small hydro | Online | Three Rivers | Tulare | CA | 93271 | 36.4861 | -118.8354 | Kaweah No. 3 | 999 | Category 0 | 4.8 | 21.3103
Pacific Gas and Electric (PG) | Utility-Owned Generation (UOG) | 1930 | Merced Falls Powerhouse | Small hydro | Terminated | Snelling | Merced | California | 95369 | 37.523 | -120.3299 |  |  | Category 0 | [7 empty] | 2017-02-16
San Diego Gas & Electric (SD) | PPA - Solicitation | 2005 | Otay Landfill 3 | Landfill gas | Expired | Chula Vista | San Diego | CA | 91911 | 32.5999 | -117.018 | Otay Landfill Gas LLC | 10 | Category 0 | 3.75 | 22 |  | 2005-11-15 | 2005-12-15
San Diego Gas & Electric (SD) | FIT - ReMAT | 2014 | OCI Solar Lakeside | Solar PV - Ground mount | In Development | Lakeside | San Diego | CA | 92040 | 32.8779 | -116.863 | OCI Solar Lakeside LLC | 20 | Category 1 | 2 | 5.4
Pacific Gas and Electric (PG) | QF Standard Contract | 1984 | Far West Power Corporation | Small hydro | Terminated | Potter Valley | Mendocino | CA | 95469 | 39.3489 | -123.1222 | Far West Power Corporation | 30 |  | 0.4 | 0.196
Southern California Edison (SC) | Utility-Owned Generation (UOG) | 2008 | SPVP003 - Rialto | Solar PV - Rooftop | Online | Rialto | San Bernardino | CA | 92376 | 34.0958 | -117.4006 | SPVP003 - Rialto | 999 | Category 1 | 1 | 1.8108
Southern California Edison (SC) | Utility-Owned Generation (UOG) | 2008 | SPVP005 - Redlands | Solar PV - Rooftop | Online | Redlands | San Bernardino | CA | 92374 | 34.0871 | -117.2292 | SPVP005 - Redlands | 999 | Category 1 | 2.5 | 4.5271
Southern California Edison (SC) | Utility-Owned Generation (UOG) | 2008 | SPVP006 - Ontario | Solar PV - Rooftop | Online | Ontario | San Bernardino | CA | 91761 | 34.042 | -117.5749 | SPVP006 - Ontario | 999 | Category 1 | 2 | 3.6217
Southern California Edison (SC) | Utility-Owned Generation (UOG) | 2008 | SPVP007 - Redlands | Solar PV - Rooftop | Online | Redlands | San Bernardino | CA | 92374 | 34.0871 | -117.2322 | SPVP007 - Redlands | 999 | Category 1 | 2.5 | 4.5271
Southern California Edison (SC) | BioRAM (Bio Energy/Mass) | 2016 | Rio Bravo Rocklin | Biomass | Online | Lincoln | Placer | CA | 95648 | 38.8326 | -121.1118 | Rio Bravo Rocklin | 5 | Category 1 | 24.4 | 182
Southern California Edison (SC) | Utility-Owned Generation (UOG) | 1960 | Mammoth Pool Fish Water Generator | Small hydro | Online | North Fork | Madera | CA | 93643 | 37.321 | -119.3197 | Mammoth Pool Fish Water Generator | 999 | Category 0 | 0.9
Pacific Gas and Electric (PG) | QF Standard Contract | 1984 | Nevada Irrigation District/Bowman | Small hydro | Expired | Nevada City | Nevada | CA | 95959 | 39.1848 | -120.8878 | Nevada Irrigation District (Bowman) | 30 | Category 0 | 3.6 | 13.077
Pacific Gas and Electric (PG) | PPA - Bilateral | 1981 | Solano Irrigation District (SID)(ID/WA) | Small hydro | Online | Vacaville | Napa | CA | 95688 | 38.5123 | -122.104 | Solano Irrigation District (SID) | 50 | Category 0 | 11.9 | 32.82
Southern California Edison (SC) | Utility-Owned Generation (UOG) | 1907 | Kern River No. 1 | Small hydro | Online | Bakersfield | Kern | CA | 93301 | 35.4604 | -118.7796 | Kern River No. 1 | 999 | Category 0 | 26.28 | 182.1775
Southern California Edison (SC) | Utility-Owned Generation (UOG) | 1904 | Lytle Creek | Small hydro | Online | Lytle Creek | San Bernardino | CA | 92358 | 34.204 | -117.4469 | Lytle Creek | 999 | Category 0 | 0.5 | 2.226
San Diego Gas & Electric (SD) | PSA - Bilateral | 2021 | N/A | Biomass | Online | Wendel | Lassen | CA | 95816 | 40.3684 | -120.265 | Sonoma Clean Power Authority | 1 | Category 1 |  | 30
Pacific Gas and Electric (PG) | QF Standard Contract | 1987 | Madera-Chowchilla Water And Power Authority | Small hydro | Expired | Madera | Madera | CA | 93637 | 37.0568 | -119.8997 | Madera-Chowchilla Water And Power Authority | 30 | Category 0 | 2 | 3.975
Pacific Gas and Electric (PG) | QF Standard Contract | 1985 | Patterson Pass Wind Farm LLC | Wind | Expired | Tracy | San Joaquin | CA | 95377 | 37.6951 | -121.5905 | Patterson Pass Wind Farm LLC | 30 | Category 0 | 22 | 36.404
Southern California Edison (SC) | QF Standard Contract | 1985 | Luz Solar Partners Ltd. IV | Solar Thermal - No Storage | Expired | Boron | San Bernardino | CA | 93516 | 35.0142 | -117.5477 | NextEra (FP&L) | 30 | Category 0 | 35 | 63.63 | [5 empty] | 2017-03-31
Pacific Gas and Electric (PG) | QF Standard Contract | 1983 | Gas Recovery Sys. (Newby Island 2) | Landfill gas | Expired | San Jose | Santa Clara | CA | 95035 | 37.4542 | -121.9289 | Fortistar LLC | 30 | Category 0 | 4.2 | 25.952
Pacific Gas and Electric (PG) | QF Standard Contract | 1984 | Tri-Dam Power Authority | Small hydro | Expired | Strawberry | Tuolumne | CA | 95375 | 38.1861 | -120.1502 | Tri-Dam Power Authority | 30 | Category 0 | 16.2 | 78.197
San Diego Gas & Electric (SD) | PPA - Bilateral | 2006 | Covanta Delano Inc (formerly AES Delano) | Biomass | Expired | Delano | Kern | CA | 93215 | 35.7219 | -119.234 | Covanta Delano, Inc | 10 | Category 0 | 49 | 332.661 |  | 2007-02-02 | 2007-04-12
Pacific Gas and Electric (PG) | QF Standard Contract | 1984 | EDF Renewable Windfarm V, Inc. (10 MW) | Wind | Expired | Suisun City | Solano | CA | 94585 | 38.1424 | -121.841 | EDF Renewable Windfarm V, Inc. | 28 | Category 0 | 10 | 21.831
Southern California Edison (SC) | Renewable Standard Contract (RSC) | 2013 | Geysers Power Company, LLC (f/k/a 3107) | Geothermal | Online | Middletown | Sonoma/Lake | CA | 95461 | 38.7849 | -122.7135 | Geysers Power Company, LLC | 10 | Category 1 | 225 | 1971
Southern California Edison (SC) | QF Standard Contract | 1993 | Calleguas MWD (Springville Hydro) | Small hydro | Online | Camarillo | Ventura | CA | 93011 | 34.2254 | -119.086 | Calleguas MWD | 30 | Category 0 | 1 | 1.14
Pacific Gas and Electric (PG) | QF Standard Contract | 1985 | Canal Creek Power Plant (RETA) | Small hydro | Terminated | Merced | Merced | CA | 95340 | 37.4701 | -120.4704 | Merced Irrigation District | 999 | Category 0 | 0.9 | 1.182 | [5 empty] | 2015-02-28